## Jomar List Prices
Modification Date | 2025-12-15
Part # | Model # | Size | 1/12/2026 List Prices | Case QTY | Carton QTY | Weight | UPC | Part Description
200-401SSG | T-200CSSG | 1/4" | 43.2468 | 50 | 10 | 29 | 662527316752 | Lead Free Bronze Ball Valve, 2 Piece, Full Port, Threaded Connection, Stainless Streel Trim, 600 CWP, 150 WSP
200-402SSG | T-200CSSG | 3/8" | 43.2468 | 50 | 10 | 27 | 662527316769 | Lead Free Bronze Ball Valve, 2 Piece, Full Port, Threaded Connection, Stainless Streel Trim, 600 CWP, 150 WSP
200-403SSG | T-200CSSG | 1/2" | 43.4736 | 40 | 10 | 29 | 662527316776 | Lead Free Bronze Ball Valve, 2 Piece, Full Port, Threaded Connection, Stainless Streel Trim, 600 CWP, 150 WSP
200-404SSG | T-200CSSG | 3/4" | 67.6986 | 27 | 3 | 32 | 662527316783 | Lead Free Bronze Ball Valve, 2 Piece, Full Port, Threaded Connection, Stainless Streel Trim, 600 CWP, 150 WSP
200-405SSG | T-200CSSG | 1" | 85.6435 | 18 | 6 | 33 | 662527316790 | Lead Free Bronze Ball Valve, 2 Piece, Full Port, Threaded Connection, Stainless Streel Trim, 600 CWP, 150 WSP
200-406SSG | T-200CSSG | 1-1/4" | 179.1201 | 12 | 2 | 29 | 662527316806 | Lead Free Bronze Ball Valve, 2 Piece, Full Port, Threaded Connection, Stainless Streel Trim, 600 CWP, 150 WSP
200-407SSG | T-200CSSG | 1-1/2" | 257.4859 | 8 | 4 | 31 | 662527316813 | Lead Free Bronze Ball Valve, 2 Piece, Full Port, Threaded Connection, Stainless Streel Trim, 600 CWP, 150 WSP
200-408SSG | T-200CSSG | 2" | 383.837 | 4 | 1 | 24 | 662527316820 | Lead Free Bronze Ball Valve, 2 Piece, Full Port, Threaded Connection, Stainless Streel Trim, 600 CWP, 150 WSP
200-409SSG | T-200CSSG | 2-1/2" | 1088.222 | 2 | 1 | 29 | 662527316837 | Lead Free Bronze Ball Valve, 2 Piece, Full Port, Threaded Connection, Stainless Streel Trim, 600 CWP, 150 WSP
200-410SSG | T-200CSSG | 3" | 1537.0482 | 1 | 1 | 20 | 662527316844 | Lead Free Bronze Ball Valve, 2 Piece, Full Port, Threaded Connection, Stainless Streel Trim, 600 CWP, 150 WSP
200-413SSG | S-200CSSG | 1/2" | 43.4736 | 48 | 12 | 33 | 662527316851 | Lead Free Bronze Ball Valve, 2 Piece, Full Port, Solder Connection, Stainless Streel Trim, 600 CWP, 150 WSP
200-414SSG | S-200CSSG | 3/4" | 67.6986 | 24 | 8 | 28 | 662527316868 | Lead Free Bronze Ball Valve, 2 Piece, Full Port, Solder Connection, Stainless Streel Trim, 600 CWP, 150 WSP
200-415SSG | S-200CSSG | 1" | 85.6435 | 16 | 4 | 31 | 662527316875 | Lead Free Bronze Ball Valve, 2 Piece, Full Port, Solder Connection, Stainless Streel Trim, 600 CWP, 150 WSP
200-416SSG | S-200CSSG | 1-1/4" | 179.1201 | 12 | 2 | 29 | 662527316882 | Lead Free Bronze Ball Valve, 2 Piece, Full Port, Solder Connection, Stainless Streel Trim, 600 CWP, 150 WSP
200-417SSG | S-200CSSG | 1-1/2" | 257.4859 | 8 | 1 | 32 | 662527316899 | Lead Free Bronze Ball Valve, 2 Piece, Full Port, Solder Connection, Stainless Streel Trim, 600 CWP, 150 WSP
200-418SSG | S-200CSSG | 2" | 383.837 | 4 | 1 | 26 | 662527316905 | Lead Free Bronze Ball Valve, 2 Piece, Full Port, Solder Connection, Stainless Streel Trim, 600 CWP, 150 WSP
200-419SSG | S-200CSSG | 2-1/2” | 1088.222 | 2 | 1 | 28 | 662527316912 | Lead Free Bronze Ball Valve, 2 Piece, Full Port, Solder Connection, Stainless Streel Trim, 600 CWP, 150 WSP
200-420SSG | S-200CSSG | 3” | 1537.0482 | 1 | 1 | 20 | 662527316929 | Lead Free Bronze Ball Valve, 2 Piece, Full Port, Solder Connection, Stainless Streel Trim, 600 CWP, 150 WSP
200-401SSG-LH | T-200CSSG-LH | 1/4" | 60.8176 |  |  |  | 662527317742 | Lead Free Bronze Ball Valve, Full Port, 2 Piece, Threaded Connection, Stainless Steel Trim, Locking Handle, 600 CWP, 150 WSP
200-402SSG-LH | T-200CSSG-LH | 3/8" | 60.8176 |  |  |  | 662527317759 | Lead Free Bronze Ball Valve, Full Port, 2 Piece, Threaded Connection, Stainless Steel Trim, Locking Handle, 600 CWP, 150 WSP
200-403SSG-LH | T-200CSSG-LH | 1/2" | 61.0444 |  |  |  | 662527317766 | Lead Free Bronze Ball Valve, Full Port, 2 Piece, Threaded Connection, Stainless Steel Trim, Locking Handle, 600 CWP, 150 WSP
200-404SSG-LH | T-200CSSG-LH | 3/4" | 97.6256 |  |  |  | 662527317773 | Lead Free Bronze Ball Valve, Full Port, 2 Piece, Threaded Connection, Stainless Steel Trim, Locking Handle, 600 CWP, 150 WSP
200-405SSG-LH | T-200CSSG-LH | 1" | 115.5819 |  |  |  | 662527317780 | Lead Free Bronze Ball Valve, Full Port, 2 Piece, Threaded Connection, Stainless Steel Trim, Locking Handle, 600 CWP, 150 WSP
200-406SSG-LH | T-200CSSG-LH | 1-1/4" | 209.0472 |  |  |  | 662527317797 | Lead Free Bronze Ball Valve, Full Port, 2 Piece, Threaded Connection, Stainless Steel Trim, Locking Handle, 600 CWP, 150 WSP
200-407SSG-LH | T-200CSSG-LH | 1-1/2" | 304.2016 |  |  |  | 662527317803 | Lead Free Bronze Ball Valve, Full Port, 2 Piece, Threaded Connection, Stainless Steel Trim, Locking Handle, 600 CWP, 150 WSP
200-408SSG-LH | T-200CSSG-LH | 2" | 430.5526 |  |  |  | 662527317810 | Lead Free Bronze Ball Valve, Full Port, 2 Piece, Threaded Connection, Stainless Steel Trim, Locking Handle, 600 CWP, 150 WSP
200-409SSG-LH | T-200CSSG-LH | 2-1/2” | 1159.9562 |  |  |  | 662527317827 | Lead Free Bronze Ball Valve, Full Port, 2 Piece, Threaded Connection, Stainless Steel Trim, Locking Handle, 600 CWP, 150 WSP
200-410SSG-LH | T-200CSSG-LH | 3” | 1608.7824 |  |  |  | 662527317834 | Lead Free Bronze Ball Valve, Full Port, 2 Piece, Threaded Connection, Stainless Steel Trim, Locking Handle, 600 CWP, 150 WSP
200-413SSG-LH | S-200CSSG-LH | 1/2" | 61.0444 |  |  |  | 662527317841 | Lead Free Bronze Ball Valve, Full Port, 2 Piece, Solder Connection, Stainless Steel Trim, Locking Handle, 600 CWP, 150 WSP
200-414SSG-LH | S-200CSSG-LH | 3/4" | 97.6256 |  |  |  | 662527317858 | Lead Free Bronze Ball Valve, Full Port, 2 Piece, Solder Connection, Stainless Steel Trim, Locking Handle, 600 CWP, 150 WSP
200-415SSG-LH | S-200CSSG-LH | 1" | 115.5819 |  |  |  | 662527317865 | Lead Free Bronze Ball Valve, Full Port, 2 Piece, Solder Connection, Stainless Steel Trim, Locking Handle, 600 CWP, 150 WSP
200-416SSG-LH | S-200CSSG-LH | 1-1/4" | 209.0472 |  |  |  | 662527317872 | Lead Free Bronze Ball Valve, Full Port, 2 Piece, Solder Connection, Stainless Steel Trim, Locking Handle, 600 CWP, 150 WSP
200-417SSG-LH | S-200CSSG-LH | 1-1/2" | 304.2016 |  |  |  | 662527317889 | Lead Free Bronze Ball Valve, Full Port, 2 Piece, Solder Connection, Stainless Steel Trim, Locking Handle, 600 CWP, 150 WSP
200-418SSG-LH | S-200CSSG-LH | 2" | 430.5526 |  |  |  | 662527317896 | Lead Free Bronze Ball Valve, Full Port, 2 Piece, Solder Connection, Stainless Steel Trim, Locking Handle, 600 CWP, 150 WSP
200-419SSG-LH | S-200CSSG-LH | 2-1/2” | 1159.9562 |  |  |  | 662527317902 | Lead Free Bronze Ball Valve, Full Port, 2 Piece, Solder Connection, Stainless Steel Trim, Locking Handle, 600 CWP, 150 WSP
200-420SSG-LH | S-200CSSG-LH | 3” | 1608.7824 |  |  |  | 662527317919 | Lead Free Bronze Ball Valve, Full Port, 2 Piece, Solder Connection, Stainless Steel Trim, Locking Handle, 600 CWP, 150 WSP
200-403SSG-IH | T-200CSSG-IH | 1/2" | 101.6159 |  |  |  | 662527327772 | Lead Free Bronze Ball Valve, Full Port, 2 Piece, Threaded Connection, Stainless Steel Trim, Insulated Handle, 600 CWP, 150 WSP
200-404SSG-IH | T-200CSSG-IH | 3/4" | 132.3251 |  |  |  | 662527327789 | Lead Free Bronze Ball Valve, Full Port, 2 Piece, Threaded Connection, Stainless Steel Trim, Insulated Handle, 600 CWP, 150 WSP
200-405SSG-IH | T-200CSSG-IH | 1" | 150.2814 |  |  |  | 662527327796 | Lead Free Bronze Ball Valve, Full Port, 2 Piece, Threaded Connection, Stainless Steel Trim, Insulated Handle, 600 CWP, 150 WSP
200-406SSG-IH | T-200CSSG-IH | 1-1/4" | 247.3515 |  |  |  | 662527327802 | Lead Free Bronze Ball Valve, Full Port, 2 Piece, Threaded Connection, Stainless Steel Trim, Insulated Handle, 600 CWP, 150 WSP
200-407SSG-IH | T-200CSSG-IH | 1-1/2" | 360.9269 |  |  |  | 662527327819 | Lead Free Bronze Ball Valve, Full Port, 2 Piece, Threaded Connection, Stainless Steel Trim, Insulated Handle, 600 CWP, 150 WSP
200-408SSG-IH | T-200CSSG-IH | 2" | 487.278 |  |  |  | 662527327826 | Lead Free Bronze Ball Valve, Full Port, 2 Piece, Threaded Connection, Stainless Steel Trim, Insulated Handle, 600 CWP, 150 WSP
200-413SSG-IH | S-200CSSG-IH | 1/2" | 101.6159 |  |  |  | 662527327833 | Lead Free Bronze Ball Valve, Full Port, 2 Piece, Solder Connection, Stainless Steel Trim, Insulated Handle, 600 CWP, 150 WSP
200-414SSG-IH | S-200CSSG-IH | 3/4" | 132.3251 |  |  |  | 662527327840 | Lead Free Bronze Ball Valve, Full Port, 2 Piece, Solder Connection, Stainless Steel Trim, Insulated Handle, 600 CWP, 150 WSP
200-415SSG-IH | S-200CSSG-IH | 1" | 150.2814 |  |  |  | 662527327857 | Lead Free Bronze Ball Valve, Full Port, 2 Piece, Solder Connection, Stainless Steel Trim, Insulated Handle, 600 CWP, 150 WSP
200-416SSG-IH | S-200CSSG-IH | 1-1/4" | 247.3515 |  |  |  | 662527327864 | Lead Free Bronze Ball Valve, Full Port, 2 Piece, Solder Connection, Stainless Steel Trim, Insulated Handle, 600 CWP, 150 WSP
200-417SSG-IH | S-200CSSG-IH | 1-1/2" | 360.9269 |  |  |  | 662527327871 | Lead Free Bronze Ball Valve, Full Port, 2 Piece, Solder Connection, Stainless Steel Trim, Insulated Handle, 600 CWP, 150 WSP
200-418SSG-IH | S-200CSSG-IH | 2" | 487.278 |  |  |  | 662527327888 | Lead Free Bronze Ball Valve, Full Port, 2 Piece, Solder Connection, Stainless Steel Trim, Insulated Handle, 600 CWP, 150 WSP
200-401SSG-EH | T-200CSSG-EH | 1/4" | 73.1399 |  |  |  | 662527327093 | Lead Free Bronze Ball Valve, Full Port, 2 Piece, Threaded Connection, Stainless Steel Trim, Extended Handle, 600 CWP, 150 WSP
200-402SSG-EH | T-200CSSG-EH | 3/8" | 73.1285 |  |  |  | 662527327109 | Lead Free Bronze Ball Valve, Full Port, 2 Piece, Threaded Connection, Stainless Steel Trim, Extended Handle, 600 CWP, 150 WSP
200-403SSG-EH | T-200CSSG-EH | 1/2" | 73.3666 |  |  |  | 662527327116 | Lead Free Bronze Ball Valve, Full Port, 2 Piece, Threaded Connection, Stainless Steel Trim, Extended Handle, 600 CWP, 150 WSP
200-404SSG-EH | T-200CSSG-EH | 3/4" | 103.6564 |  |  |  | 662527327123 | Lead Free Bronze Ball Valve, Full Port, 2 Piece, Threaded Connection, Stainless Steel Trim, Extended Handle, 600 CWP, 150 WSP
200-405SSG-EH | T-200CSSG-EH | 1" | 121.6126 |  |  |  | 662527327130 | Lead Free Bronze Ball Valve, Full Port, 2 Piece, Threaded Connection, Stainless Steel Trim, Extended Handle, 600 CWP, 150 WSP
200-406SSG-EH | T-200CSSG-EH | 1-1/4" | 221.1087 |  |  |  | 662527327147 | Lead Free Bronze Ball Valve, Full Port, 2 Piece, Threaded Connection, Stainless Steel Trim, Extended Handle, 600 CWP, 150 WSP
200-407SSG-EH | T-200CSSG-EH | 1-1/2" | 318.1902 |  |  |  | 662527327154 | Lead Free Bronze Ball Valve, Full Port, 2 Piece, Threaded Connection, Stainless Steel Trim, Extended Handle, 600 CWP, 150 WSP
200-408SSG-EH | T-200CSSG-EH | 2" | 444.5412 |  |  |  | 662527327161 | Lead Free Bronze Ball Valve, Full Port, 2 Piece, Threaded Connection, Stainless Steel Trim, Extended Handle, 600 CWP, 150 WSP
200-413SSG-EH | S-200CSSG-EH | 1/2" | 73.3666 |  |  |  | 662527327178 | Lead Free Bronze Ball Valve, Full Port, 2 Piece, Solder Connection, Stainless Steel Trim, Extended Handle, 600 CWP, 150 WSP
200-414SSG-EH | S-200CSSG-EH | 3/4" | 103.6564 |  |  |  | 662527327185 | Lead Free Bronze Ball Valve, Full Port, 2 Piece, Solder Connection, Stainless Steel Trim, Extended Handle, 600 CWP, 150 WSP
200-415SSG-EH | S-200CSSG-EH | 1" | 121.6126 |  |  |  | 662527327192 | Lead Free Bronze Ball Valve, Full Port, 2 Piece, Solder Connection, Stainless Steel Trim, Extended Handle, 600 CWP, 150 WSP
200-416SSG-EH | S-200CSSG-EH | 1-1/4" | 221.1087 |  |  |  | 662527327208 | Lead Free Bronze Ball Valve, Full Port, 2 Piece, Solder Connection, Stainless Steel Trim, Extended Handle, 600 CWP, 150 WSP
200-417SSG-EH | S-200CSSG-EH | 1-1/2" | 318.1902 |  |  |  | 662527327215 | Lead Free Bronze Ball Valve, Full Port, 2 Piece, Solder Connection, Stainless Steel Trim, Extended Handle, 600 CWP, 150 WSP
200-418SSG-EH | S-200CSSG-EH | 2" | 444.5412 |  |  |  | 662527327222 | Lead Free Bronze Ball Valve, Full Port, 2 Piece, Solder Connection, Stainless Steel Trim, Extended Handle, 600 CWP, 150 WSP
100-403G | T-100CG | 1/2" | 22.9975 | 64 | 16 | 55 | 662527290502 | Lead Free Brass Ball Valve, 2 Piece, Full Port, Threaded Connection, 600 WOG
100-404G | T-100CG | 3/4" | 34.5836 | 72 | 12 | 56 | 662527290519 | Lead Free Brass Ball Valve, 2 Piece, Full Port, Threaded Connection, 600 WOG
100-405G | T-100CG | 1" | 52.0666 | 36 | 6 | 45 | 662527290526 | Lead Free Brass Ball Valve, 2 Piece, Full Port, Threaded Connection, 600 WOG
100-406G | T-100CG | 1-1/4" | 87.4801 | 16 | 4 | 31 | 662527290533 | Lead Free Brass Ball Valve, 2 Piece, Full Port, Threaded Connection, 600 WOG
100-407G | T-100CG | 1-1/2" | 120.4476 | 8 | 2 | 26 | 662527290540 | Lead Free Brass Ball Valve, 2 Piece, Full Port, Threaded Connection, 600 WOG
100-408G | T-100CG | 2" | 209.2818 | 12 | 2 | 58 | 662527290557 | Lead Free Brass Ball Valve, 2 Piece, Full Port, Threaded Connection, 600 WOG
100-409G | T-100CG | 2-1/2” | 412.7651 | 2 | 1 | 20 | 662527305442 | Lead Free Brass Ball Valve, 2 Piece, Full Port, Threaded Connection, 600 WOG
100-410G | T-100CG | 3” | 608.5607 | 2 | 1 | 28 | 662527305459 | Lead Free Brass Ball Valve, 2 Piece, Full Port, Threaded Connection, 600 WOG
100-411G | T-100CG | 4” | 1059.7969 | 2 | 1 | 46 | 662527305466 | Lead Free Brass Ball Valve, 2 Piece, Full Port, Threaded Connection, 600 WOG
100-413G | S-100CG | 1/2" | 22.9975 | 120 | 12 | 53 | 662527290564 | Lead Free Brass Ball Valve, 2 Piece, Full Port, Solder Connection, 600 WOG
100-414G | S-100CG | 3/4" | 34.5836 | 72 | 12 | 57 | 662527290571 | Lead Free Brass Ball Valve, 2 Piece, Full Port, Solder Connection, 600 WOG
100-415G | S-100CG | 1" | 52.0666 | 36 | 6 | 49 | 662527290588 | Lead Free Brass Ball Valve, 2 Piece, Full Port, Solder Connection, 600 WOG
100-416G | S-100CG | 1-1/4" | 87.4801 | 24 | 4 | 48 | 662527290595 | Lead Free Brass Ball Valve, 2 Piece, Full Port, Solder Connection, 600 WOG
100-417G | S-100CG | 1-1/2" | 120.4476 | 16 | 2 | 52 | 662527290601 | Lead Free Brass Ball Valve, 2 Piece, Full Port, Solder Connection, 600 WOG
100-418G | S-100CG | 2" | 209.2818 | 12 | 2 | 63 | 662527290618 | Lead Free Brass Ball Valve, 2 Piece, Full Port, Solder Connection, 600 WOG
100-419G | S-100CG | 2-1/2” | 433.12 | 2 | 1 | 17 | 662527305473 | Lead Free Brass Ball Valve, 2 Piece, Full Port, Solder Connection, 600 WOG
100-420G | S-100CG | 3” | 600.4799 | 2 | 1 | 25 | 662527305480 | Lead Free Brass Ball Valve, 2 Piece, Full Port, Solder Connection, 600 WOG
100-421G | S-100CG | 4” | 1110.3893 | 1 | 1 | 24 | 662527305497 | Lead Free Brass Ball Valve, 2 Piece, Full Port, Solder Connection, 600 WOG
100-403G-LH | T-100CG-LH | 1/2" | 33.437 | 1 | 1 |  | 662527311955 | Lead Free Brass Ball Valve, 2 Piece, Full Port, Threaded Connection, Locking Handle, 600 WOG
100-404G-LH | T-100CG-LH | 3/4" | 47.229 | 1 | 1 |  | 662527311993 | Lead Free Brass Ball Valve, 2 Piece, Full Port, Threaded Connection, Locking Handle, 600 WOG
100-405G-LH | T-100CG-LH | 1" | 70.2156 | 1 | 1 |  | 662527312037 | Lead Free Brass Ball Valve, 2 Piece, Full Port, Threaded Connection, Locking Handle, 600 WOG
100-406G-LH | T-100CG-LH | 1-1/4" | 105.6401 | 1 | 1 |  | 662527312075 | Lead Free Brass Ball Valve, 2 Piece, Full Port, Threaded Connection, Locking Handle, 600 WOG
100-407G-LH | T-100CG-LH | 1-1/2" | 151.5696 | 1 | 1 |  | 662527312112 | Lead Free Brass Ball Valve, 2 Piece, Full Port, Threaded Connection, Locking Handle, 600 WOG
100-408G-LH | T-100CG-LH | 2" | 240.4038 | 1 | 1 |  | 662527312150 | Lead Free Brass Ball Valve, 2 Piece, Full Port, Threaded Connection, Locking Handle, 600 WOG
100-413G-LH | S-100CG-LH | 1/2" | 33.437 | 1 | 1 |  | 662527312198 | Lead Free Brass Ball Valve, 2 Piece, Full Port, Solder Connection, Locking Handle, 600 WOG
100-414G-LH | S-100CG-LH | 3/4" | 47.229 | 1 | 1 |  | 662527312235 | Lead Free Brass Ball Valve, 2 Piece, Full Port, Solder Connection, Locking Handle, 600 WOG
100-415G-LH | S-100CG-LH | 1" | 70.2156 | 1 | 1 |  | 662527312273 | Lead Free Brass Ball Valve, 2 Piece, Full Port, Solder Connection, Locking Handle, 600 WOG
100-416G-LH | S-100CG-LH | 1-1/4" | 105.6401 | 1 | 1 |  | 662527312310 | Lead Free Brass Ball Valve, 2 Piece, Full Port, Solder Connection, Locking Handle, 600 WOG
100-417G-LH | S-100CG-LH | 1-1/2" | 151.5696 | 1 | 1 |  | 662527312358 | Lead Free Brass Ball Valve, 2 Piece, Full Port, Solder Connection, Locking Handle, 600 WOG
100-418G-LH | S-100CG-LH | 2" | 240.4038 | 1 | 1 |  | 662527312396 | Lead Free Brass Ball Valve, 2 Piece, Full Port, Solder Connection, Locking Handle, 600 WOG
100-403G-IH | T-100CG-IH | 1/2" | 75.8285 | 1 | 1 |  | 662527311962 | Lead Free Brass Ball Valve, 2 Piece, Full Port, Threaded Connection, Insulated Handle, 600 WOG
100-404G-IH | T-100CG-IH | 3/4" | 91.8044 | 1 | 1 |  | 662527312006 | Lead Free Brass Ball Valve, 2 Piece, Full Port, Threaded Connection, Insulated Handle, 600 WOG
100-405G-IH | T-100CG-IH | 1" | 110.292 | 1 | 1 |  | 662527312044 | Lead Free Brass Ball Valve, 2 Piece, Full Port, Threaded Connection, Insulated Handle, 600 WOG
100-406G-IH | T-100CG-IH | 1-1/4" | 145.7056 | 1 | 1 |  | 662527312082 | Lead Free Brass Ball Valve, 2 Piece, Full Port, Threaded Connection, Insulated Handle, 600 WOG
100-407G-IH | T-100CG-IH | 1-1/2" | 187.1142 | 1 | 1 |  | 662527312129 | Lead Free Brass Ball Valve, 2 Piece, Full Port, Threaded Connection, Insulated Handle, 600 WOG
100-408G-IH | T-100CG-IH | 2" | 275.9484 | 1 | 1 |  | 662527312167 | Lead Free Brass Ball Valve, 2 Piece, Full Port, Threaded Connection, Insulated Handle, 600 WOG
100-413G-IH | S-100CG-IH | 1/2" | 75.8285 | 1 | 1 |  | 662527312204 | Lead Free Brass Ball Valve, 2 Piece, Full Port, Solder Connection, Insulated Handle, 600 WOG
100-414G-IH | S-100CG-IH | 3/4" | 91.8044 | 1 | 1 |  | 662527312242 | Lead Free Brass Ball Valve, 2 Piece, Full Port, Solder Connection, Insulated Handle, 600 WOG
100-415G-IH | S-100CG-IH | 1" | 110.292 | 1 | 1 |  | 662527312280 | Lead Free Brass Ball Valve, 2 Piece, Full Port, Solder Connection, Insulated Handle, 600 WOG
100-416G-IH | S-100CG-IH | 1-1/4" | 145.7056 | 1 | 1 |  | 662527312327 | Lead Free Brass Ball Valve, 2 Piece, Full Port, Solder Connection, Insulated Handle, 600 WOG
100-417G-IH | S-100CG-IH | 1-1/2" | 187.1142 | 1 | 1 |  | 662527312365 | Lead Free Brass Ball Valve, 2 Piece, Full Port, Solder Connection, Insulated Handle, 600 WOG
100-418G-IH | S-100CG-IH | 2" | 275.9484 | 1 | 1 |  | 662527312426 | Lead Free Brass Ball Valve, 2 Piece, Full Port, Solder Connection, Insulated Handle, 600 WOG
100-403SSG | T-100CSSG | 1/2" | 40.1638 | 64 | 16 | 54 | 662527308214 | Lead Free Brass Ball Valve, 2 Piece, Full Port, Threaded Connection, Stainless Steel Trim, 600 WOG
100-404SSG | T-100CSSG | 3/4" | 60.4313 | 72 | 12 | 55 | 662527308221 | Lead Free Brass Ball Valve, 2 Piece, Full Port, Threaded Connection, Stainless Steel Trim, 600 WOG
100-405SSG | T-100CSSG | 1" | 90.9854 | 36 | 6 | 45 | 662527308238 | Lead Free Brass Ball Valve, 2 Piece, Full Port, Threaded Connection, Stainless Steel Trim, 600 WOG
100-406SSG | T-100CSSG | 1-1/4" | 145.3889 | 24 | 4 | 47 | 662527308207 | Lead Free Brass Ball Valve, 2 Piece, Full Port, Threaded Connection, Stainless Steel Trim, 600 WOG
100-407SSG | T-100CSSG | 1-1/2" | 212.5032 | 16 | 2 | 51 | 662527308245 | Lead Free Brass Ball Valve, 2 Piece, Full Port, Threaded Connection, Stainless Steel Trim, 600 WOG
100-408SSG | T-100CSSG | 2" | 346.1749 | 12 | 2 | 58 | 662527308252 | Lead Free Brass Ball Valve, 2 Piece, Full Port, Threaded Connection, Stainless Steel Trim, 600 WOG
100-413SSG | S-100CSSG | 1/2" | 40.1638 | 120 | 12 | 51 | 662527308269 | Lead Free Brass Ball Valve, 2 Piece, Full Port, Solder Connection, Stainless Steel Trim, 600 WOG
100-414SSG | S-100CSSG | 3/4" | 60.4313 | 72 | 12 | 57 | 662527308276 | Lead Free Brass Ball Valve, 2 Piece, Full Port, Solder Connection, Stainless Steel Trim, 600 WOG
100-415SSG | S-100CSSG | 1" | 90.9854 | 36 | 6 | 47 | 662527308283 | Lead Free Brass Ball Valve, 2 Piece, Full Port, Solder Connection, Stainless Steel Trim, 600 WOG
100-416SSG | S-100CSSG | 1-1/4" | 145.3889 | 24 | 4 | 47 | 662527308290 | Lead Free Brass Ball Valve, 2 Piece, Full Port, Solder Connection, Stainless Steel Trim, 600 WOG
100-417SSG | S-100CSSG | 1-1/2" | 212.5032 | 16 | 2 | 53 | 662527308306 | Lead Free Brass Ball Valve, 2 Piece, Full Port, Solder Connection, Stainless Steel Trim, 600 WOG
100-418SSG | S-100CSSG | 2" | 346.1749 | 12 | 2 | 63 | 662527308313 | Lead Free Brass Ball Valve, 2 Piece, Full Port, Solder Connection, Stainless Steel Trim, 600 WOG
100-403SSG-LH | T-100CSSG-LH | 1/2" | 50.6142 | 1 | 1 |  | 662527311979 | Lead Free Brass Ball Valve, 2 Piece, Full Port, Threaded Connection, Stainless Steel Trim, Locking Handle, 600 WOG
100-404SSG-LH | T-100CSSG-LH | 3/4" | 73.0876 | 1 | 1 |  | 662527312013 | Lead Free Brass Ball Valve, 2 Piece, Full Port, Threaded Connection, Stainless Steel Trim, Locking Handle, 600 WOG
100-405SSG-LH | T-100CSSG-LH | 1" | 109.1345 | 1 | 1 |  | 662527312051 | Lead Free Brass Ball Valve, 2 Piece, Full Port, Threaded Connection, Stainless Steel Trim, Locking Handle, 600 WOG
100-406SSG-LH | T-100CSSG-LH | 1-1/4" | 163.5379 | 1 | 1 |  | 662527312099 | Lead Free Brass Ball Valve, 2 Piece, Full Port, Threaded Connection, Stainless Steel Trim, Locking Handle, 600 WOG
100-407SSG-LH | T-100CSSG-LH | 1-1/2" | 243.6252 | 1 | 1 |  | 662527312136 | Lead Free Brass Ball Valve, 2 Piece, Full Port, Threaded Connection, Stainless Steel Trim, Locking Handle, 600 WOG
100-408SSG-LH | T-100CSSG-LH | 2" | 377.2969 | 1 | 1 |  | 662527312174 | Lead Free Brass Ball Valve, 2 Piece, Full Port, Threaded Connection, Stainless Steel Trim, Locking Handle, 600 WOG
100-413SSG-LH | S-100CSSG-LH | 1/2" | 50.6142 | 1 | 1 |  | 662527312211 | Lead Free Brass Ball Valve, 2 Piece, Full Port, Solder Connection, Stainless Steel Trim, Locking Handle, 600 WOG
100-414SSG-LH | S-100CSSG-LH | 3/4" | 73.0876 | 1 | 1 |  | 662527312259 | Lead Free Brass Ball Valve, 2 Piece, Full Port, Solder Connection, Stainless Steel Trim, Locking Handle, 600 WOG
100-415SSG-LH | S-100CSSG-LH | 1" | 109.1345 | 1 | 1 |  | 662527312297 | Lead Free Brass Ball Valve, 2 Piece, Full Port, Solder Connection, Stainless Steel Trim, Locking Handle, 600 WOG
100-416SSG-LH | S-100CSSG-LH | 1-1/4" | 163.5379 | 1 | 1 |  | 662527312334 | Lead Free Brass Ball Valve, 2 Piece, Full Port, Solder Connection, Stainless Steel Trim, Locking Handle, 600 WOG
100-417SSG-LH | S-100CSSG-LH | 1-1/2" | 243.6252 | 1 | 1 |  | 662527312372 | Lead Free Brass Ball Valve, 2 Piece, Full Port, Solder Connection, Stainless Steel Trim, Locking Handle, 600 WOG
100-418SSG-LH | S-100CSSG-LH | 2" | 377.2969 | 1 | 1 |  | 662527312419 | Lead Free Brass Ball Valve, 2 Piece, Full Port, Solder Connection, Stainless Steel Trim, Locking Handle, 600 WOG
100-403SSG-IH | T-100CSSG-IH | 1/2" | 93.0056 | 1 | 1 |  | 662527311986 | Lead Free Brass Ball Valve, 2 Piece, Full Port, Threaded Connection, Stainless Steel Trim, Insulated Handle, 600 WOG
100-404SSG-IH | T-100CSSG-IH | 3/4" | 117.6521 | 1 | 1 |  | 662527312020 | Lead Free Brass Ball Valve, 2 Piece, Full Port, Threaded Connection, Stainless Steel Trim, Insulated Handle, 600 WOG
100-405SSG-IH | T-100CSSG-IH | 1" | 149.2109 | 1 | 1 |  | 662527312068 | Lead Free Brass Ball Valve, 2 Piece, Full Port, Threaded Connection, Stainless Steel Trim, Insulated Handle, 600 WOG
100-406SSG-IH | T-100CSSG-IH | 1-1/4" | 203.6143 | 1 | 1 |  | 662527312105 | Lead Free Brass Ball Valve, 2 Piece, Full Port, Threaded Connection, Stainless Steel Trim, Insulated Handle, 600 WOG
100-407SSG-IH | T-100CSSG-IH | 1-1/2" | 279.1698 | 1 | 1 |  | 662527312143 | Lead Free Brass Ball Valve, 2 Piece, Full Port, Threaded Connection, Stainless Steel Trim, Insulated Handle, 600 WOG
100-408SSG-IH | T-100CSSG-IH | 2" | 412.8415 | 1 | 1 |  | 662527312181 | Lead Free Brass Ball Valve, 2 Piece, Full Port, Threaded Connection, Stainless Steel Trim, Insulated Handle, 600 WOG
100-413SSG-IH | S-100CSSG-IH | 1/2" | 93.0056 | 1 | 1 |  | 662527312228 | Lead Free Brass Ball Valve, 2 Piece, Full Port, Solder Connection, Stainless Steel Trim, Insulated Handle, 600 WOG
100-414SSG-IH | S-100CSSG-IH | 3/4" | 117.6521 | 1 | 1 |  | 662527312266 | Lead Free Brass Ball Valve, 2 Piece, Full Port, Solder Connection, Stainless Steel Trim, Insulated Handle, 600 WOG
100-415SSG-IH | S-100CSSG-IH | 1" | 149.2109 | 1 | 1 |  | 662527312303 | Lead Free Brass Ball Valve, 2 Piece, Full Port, Solder Connection, Stainless Steel Trim, Insulated Handle, 600 WOG
100-416SSG-IH | S-100CSSG-IH | 1-1/4" | 203.6143 | 1 | 1 |  | 662527312341 | Lead Free Brass Ball Valve, 2 Piece, Full Port, Solder Connection, Stainless Steel Trim, Insulated Handle, 600 WOG
100-417SSG-IH | S-100CSSG-IH | 1-1/2" | 279.1698 | 1 | 1 |  | 662527312389 | Lead Free Brass Ball Valve, 2 Piece, Full Port, Solder Connection, Stainless Steel Trim, Insulated Handle, 600 WOG
100-418SSG-IH | S-100CSSG-IH | 2" | 412.8415 | 1 | 1 |  | 662527312426 | Lead Free Brass Ball Valve, 2 Piece, Full Port, Solder Connection, Stainless Steel Trim, Insulated Handle, 600 WOG
100-203G | JP-100G | 1/2" | 49.6205 | 60 | 10 | 55 | 662527293671 | Lead Free Brass Ball Valve, 2 Piece, Full Port, Press Connection, 250 WOG
100-204G | JP-100G | 3/4" | 63.74 | 60 | 10 | 53 | 662527293688 | Lead Free Brass Ball Valve, 2 Piece, Full Port, Press Connection, 250 WOG
100-205G | JP-100G | 1" | 85.7002 | 24 | 6 | 50 | 662527293695 | Lead Free Brass Ball Valve, 2 Piece, Full Port, Press Connection, 250 WOG
100-206G | JP-100G | 1-1/4" | 147.1033 | 16 | 4 | 33 | 662527293701 | Lead Free Brass Ball Valve, 2 Piece, Full Port, Press Connection, 250 WOG
100-207G | JP-100G | 1-1/2" | 205.0885 | 10 | 1 | 38 | 662527293718 | Lead Free Brass Ball Valve, 2 Piece, Full Port, Press Connection, 250 WOG
100-208G | JP-100G | 2" | 351.1763 | 4 | 1 | 24 | 662527293725 | Lead Free Brass Ball Valve, 2 Piece, Full Port, Press Connection, 250 WOG
100-203G-LH | JP-100G-LH | 1/2" | 60.0709 | 100 | 10 | 55 |  | Lead Free Brass Ball Valve, 2 Piece, Full Port, Press Connection, Locking Handle, 250 WOG
100-204G-LH | JP-100G-LH | 3/4" | 76.3854 | 60 | 10 | 53 |  | Lead Free Brass Ball Valve, 2 Piece, Full Port, Press Connection, Locking Handle, 250 WOG
100-205G-LH | JP-100G-LH | 1" | 103.8492 | 36 | 6 | 50 |  | Lead Free Brass Ball Valve, 2 Piece, Full Port, Press Connection, Locking Handle, 250 WOG
100-206G-LH | JP-100G-LH | 1-1/4" | 165.2524 | 24 | 4 | 50 |  | Lead Free Brass Ball Valve, 2 Piece, Full Port, Press Connection, Locking Handle, 250 WOG
100-207G-LH | JP-100G-LH | 1-1/2" | 236.2105 | 10 |  | 38 |  | Lead Free Brass Ball Valve, 2 Piece, Full Port, Press Connection, Locking Handle, 250 WOG
100-208G-LH | JP-100G-LH | 2" | 382.2983 | 4 |  | 24 |  | Lead Free Brass Ball Valve, 2 Piece, Full Port, Press Connection, Locking Handle, 250 WOG
100-203G-IH | JP-100G-IH | 1/2" | 102.4514 | 100 | 10 | 55 |  | Lead Free Brass Ball Valve, 2 Piece, Full Port, Press Connection, Insulated Handle, 250 WOG
100-204G-IH | JP-100G-IH | 3/4" | 120.9608 | 60 | 10 | 53 |  | Lead Free Brass Ball Valve, 2 Piece, Full Port, Press Connection, Insulated Handle, 250 WOG
100-205G-IH | JP-100G-IH | 1" | 143.9256 | 36 | 6 | 50 |  | Lead Free Brass Ball Valve, 2 Piece, Full Port, Press Connection, Insulated Handle, 250 WOG
100-206G-IH | JP-100G-IH | 1-1/4" | 205.3288 | 24 | 4 | 50 |  | Lead Free Brass Ball Valve, 2 Piece, Full Port, Press Connection, Insulated Handle, 250 WOG
100-207G-IH | JP-100G-IH | 1-1/2" | 271.7551 | 10 |  | 38 |  | Lead Free Brass Ball Valve, 2 Piece, Full Port, Press Connection, Insulated Handle, 250 WOG
100-208G-IH | JP-100G-IH | 2" | 417.8429 | 4 |  | 24 |  | Lead Free Brass Ball Valve, 2 Piece, Full Port, Press Connection, Insulated Handle, 250 WOG
100-209XLCG | JP-100G XLC | 2-1/2” | 647.01 | 2 |  | 18 | 662527300713 | Lead Free Brass Ball Valve, 2 Piece, Full Port, Press XLC Connection, 250 WOG
100-210XLCG | JP-100G XLC | 3” | 1149.2754 | 2 |  | 28 | 662527300720 | Lead Free Brass Ball Valve, 2 Piece, Full Port, Press XLC Connection, 250 WOG
100-211XLCG | JP-100G XLC | 4” | 1915.368 | 1 |  | 26 | 662527300737 | Lead Free Brass Ball Valve, 2 Piece, Full Port, Press XLC Connection, 250 WOG
100-203SSG | JP-100SSG | 1/2" | 89.413 | 60 | 10 | 54 | 662527307224 | Lead Free Brass Ball Valve, 2 Piece, Full Port, Press Connection, Stainless Steel Trim, 250 WOG
100-204SSG | JP-100SSG | 3/4" | 114.245 | 60 | 10 | 52 | 662527307231 | Lead Free Brass Ball Valve, 2 Piece, Full Port, Press Connection, Stainless Steel Trim, 250 WOG
100-205SSG | JP-100SSG | 1" | 153.6553 | 40 | 6 | 50 | 662527307248 | Lead Free Brass Ball Valve, 2 Piece, Full Port, Press Connection, Stainless Steel Trim, 250 WOG
100-206SSG | JP-100SSG | 1-1/4" | 256.7183 | 24 | 4 | 51 | 662527307255 | Lead Free Brass Ball Valve, 2 Piece, Full Port, Press Connection, Stainless Steel Trim, 250 WOG
100-207SSG | JP-100SSG | 1-1/2" | 357.761 | 4 | 1 | 39 | 662527307262 | Lead Free Brass Ball Valve, 2 Piece, Full Port, Press Connection, Stainless Steel Trim, 250 WOG
100-208SSG | JP-100SSG | 2" | 579.7756 | 4 | 1 | 24 | 662527307279 | Lead Free Brass Ball Valve, 2 Piece, Full Port, Press Connection, Stainless Steel Trim, 250 WOG
100-203SSG-LH | JP-100SSG-LH | 1/2" | 99.8525 | 1 | 1 |  |  | Lead Free Brass Ball Valve, 2 Piece, Full Port, Press Connection, Stainless Steel Trim, Locking Handle, 250 WOG
100-204SSG-LH | JP-100SSG-LH | 3/4" | 126.8904 | 1 | 1 |  |  | Lead Free Brass Ball Valve, 2 Piece, Full Port, Press Connection, Stainless Steel Trim, Locking Handle, 250 WOG
100-205SSG-LH | JP-100SSG-LH | 1" | 171.8044 | 1 | 1 |  |  | Lead Free Brass Ball Valve, 2 Piece, Full Port, Press Connection, Stainless Steel Trim, Locking Handle, 250 WOG
100-206SSG-LH | JP-100SSG-LH | 1-1/4" | 274.8782 | 1 | 1 |  |  | Lead Free Brass Ball Valve, 2 Piece, Full Port, Press Connection, Stainless Steel Trim, Locking Handle, 250 WOG
100-207SSG-LH | JP-100SSG-LH | 1-1/2" | 388.883 | 1 | 1 |  |  | Lead Free Brass Ball Valve, 2 Piece, Full Port, Press Connection, Stainless Steel Trim, Locking Handle, 250 WOG
100-208SSG-LH | JP-100SSG-LH | 2" | 610.8866 | 1 | 1 |  |  | Lead Free Brass Ball Valve, 2 Piece, Full Port, Press Connection, Stainless Steel Trim, Locking Handle, 250 WOG
100-203SSG-IH | JP-100SSG-IH | 1/2" | 142.2439 | 1 | 1 |  |  | Lead Free Brass Ball Valve, 2 Piece, Full Port, Press Connection, Stainless Steel Trim, Insulated Handle, 250 WOG
100-204SSG-IH | JP-100SSG-IH | 3/4" | 171.4658 | 1 | 1 |  |  | Lead Free Brass Ball Valve, 2 Piece, Full Port, Press Connection, Stainless Steel Trim, Insulated Handle, 250 WOG
100-205SSG-IH | JP-100SSG-IH | 1" | 211.8808 | 1 | 1 |  |  | Lead Free Brass Ball Valve, 2 Piece, Full Port, Press Connection, Stainless Steel Trim, Insulated Handle, 250 WOG
100-206SSG-IH | JP-100SSG-IH | 1-1/4" | 314.9437 | 1 | 1 |  |  | Lead Free Brass Ball Valve, 2 Piece, Full Port, Press Connection, Stainless Steel Trim, Insulated Handle, 250 WOG
100-207SSG-IH | JP-100SSG-IH | 1-1/2" | 424.4276 | 1 | 1 |  |  | Lead Free Brass Ball Valve, 2 Piece, Full Port, Press Connection, Stainless Steel Trim, Insulated Handle, 250 WOG
100-208SSG-IH | JP-100SSG-IH | 2" | 646.4422 | 1 | 1 |  |  | Lead Free Brass Ball Valve, 2 Piece, Full Port, Press Connection, Stainless Steel Trim, Insulated Handle, 250 WOG
100-209XLCSSG | JP-100SSG XLC | 2-1/2" | 786.0325 | 2 |  | 18 | 662527311757 | Lead Free Brass Ball Valve, 2 Piece, Full Port, Press XLC Connection, Stainless Steel Trim, 250 WOG
100-210XLCSSG | JP-100SSG XLC | 3" | 1365.546 | 2 |  | 28 | 662527311764 | Lead Free Brass Ball Valve, 2 Piece, Full Port, Press XLC Connection, Stainless Steel Trim, 250 WOG
100-211XLCSSG | JP-100SSG XLC | 4" | 2189.7548 | 1 |  | 26 | 662527311771 | Lead Free Brass Ball Valve, 2 Piece, Full Port, Press XLC Connection, Stainless Steel Trim, 250 WOG
160-106G | T-100UEG | 1-1/4” | 255.4952 | 8 | 2 | 28 | 662527298188 | Lead Free Brass Ball Valve, 2 Piece, Full Port, Threaded Connection, Single Union End, 600 WOG
160-107G | T-100UEG | 1-1/2” | 338.9568 | 8 | 2 | 40 | 662527306180 | Lead Free Brass Ball Valve, 2 Piece, Full Port, Threaded Connection, Single Union End, 600 WOG
160-108G | T-100UEG | 2” | 508.9157 | 8 | 2 | 33 | 662527306197 | Lead Free Brass Ball Valve, 2 Piece, Full Port, Threaded Connection, Single Union End, 600 WOG
100-753G | T-100HCG | 1/2" | 41.9656 | 100 | 10 | 46 | 662527313904 | Lead Free Brass Ball Valve, 2 Piece, Full Port, Threaded x Hose Connection with Hose Cap, 600 WOG
100-754G | T-100HCG | 3/4" | 56.4892 | 60 | 10 | 60 | 662527313928 | Lead Free Brass Ball Valve, 2 Piece, Full Port, Threaded x Hose Connection with Hose Cap, 600 WOG
100-773G | JP-100HCG | 1/2" | 52.1867 | 100 | 10 | 63 | 662527313911 | Lead Free Brass Ball Valve, 2 Piece, Full Port, Press x Hose Connection with Hose Cap, 250 WOG
100-774G | JP-100HCG | 3/4" | 66.6994 | 60 | 10 | 75 | 662527313935 | Lead Free Brass Ball Valve, 2 Piece, Full Port, Press x Hose Connection with Hose Cap, 250 WOG
100-833G | T-100FBG | 1/2" | 73.8301 | 24 | 4 | 25 | 662527315793 | Lead Free Brass Ball Valve, Filter Ball®, 3-Way, Full Port, Threaded Connection with Integrated Strainer, 400 WOG
100-834G | T-100FBG | 3/4" | 77.128 | 24 | 4 | 25 | 662527315809 | Lead Free Brass Ball Valve, Filter Ball®, 3-Way, Full Port, Threaded Connection with Integrated Strainer, 400 WOG
100-835G | T-100FBG | 1" | 140.2674 | 12 | 3 | 32 | 662527315816 | Lead Free Brass Ball Valve, Filter Ball®, 3-Way, Full Port, Threaded Connection with Integrated Strainer, 400 WOG
100-836G | T-100FBG | 1-1/4" | 249.4128 | 8 | 4 | 36 | 662527315823 | Lead Free Brass Ball Valve, Filter Ball®, 3-Way, Full Port, Threaded Connection with Integrated Strainer, 400 WOG
100-837G | T-100FBG | 1-1/2" | 321.6158 | 4 | 2 | 26 | 662527315830 | Lead Free Brass Ball Valve, Filter Ball®, 3-Way, Full Port, Threaded Connection with Integrated Strainer, 400 WOG
100-838G | T-100FBG | 2" | 474.0154 | 2 | 2 | 24 | 662527315847 | Lead Free Brass Ball Valve, Filter Ball®, 3-Way, Full Port, Threaded Connection with Integrated Strainer, 400 WOG
810-504G | TWV-3W-KIT-G | 3/4" | 236.3416 | 14 | 14 | 47 | 662527292285 | Lead Free Brass Ball Valve, Tankless Water Heater Valve Kit, 3-Way Ball, Threaded Connection, 600 WOG
810-514G | TWV-3W-KIT-G | 3/4" | 236.3416 | 14 | 14 | 41 | 662527292292 | Lead Free Brass Ball Valve, Tankless Water Heater Valve Kit, 3-Way Ball, Solder Connection, 600 WOG
810-524G | TWV-3W-KIT-G | 3/4” | 243.8654 |  | 12 |  | 662527298164 | Lead Free Brass Ball Valve, Tankless Water Heater Valve Kit, 3-Way Ball, Press Connection, 600 WOG
810-505G | TWV-3W-KIT-G-1 | 1" | 363.2538 | 12 |  | 48 | 662527295170 | Lead Free Brass Ball Valve, Tankless Water Heater Valve Kit, 3-Way Ball, Threaded Connection, 600 WOG
810-594G | TWV-3W-KIT-G W/SHARKBITE | 3/4" | 358.045 | 14 |  | 47 | 662527311672 | Lead Free Brass Ball Valve, Tankless Water Heater Valve Kit, 3-Way Ball, SharkBite™ Connection, 600 WOG
810-604G | TWV-3W-KIT-G W/O RV PORT | 3/4" | 190.8816 | 40 |  | 66 | 662527311689 | Lead Free Brass Ball Valve, Tankless Water Heater Valve Kit, 3-Way Ball, Threaded Connection, Without Pressure Relief Valve Port, 600 WOG
810-614G | TWV-3W-KIT-G W/O RV PORT | 3/4" | 190.8816 | 40 |  | 66 | 662527311696 | Lead Free Brass Ball Valve, Tankless Water Heater Valve Kit, 3-Way Ball, Solder Connection, Without Pressure Relief Valve Port, 600 WOG
850-504G | TWV-3W-KIT-G COMPACT | 3/4" | 229.462 | 12 | 1 | 33 | 662527307446 | Lead Free Brass Ball Valve, Tankless Water Heater Valve Kit, 3-Way Ball, Threaded Connection, 600 WOG
100-101SSG | JF-100TG | 1/4" | 17.4611 | 120 | 10 | 40 | 662527299413 | Lead Free Brass Ball Valve, 2 Piece, Full Port, Threaded Connection, Stainless Steel Trim, 600 WOG
100-102SSG | JF-100TG | 3/8" | 17.5594 | 120 | 10 | 40 | 662527299420 | Lead Free Brass Ball Valve, 2 Piece, Full Port, Threaded Connection, Stainless Steel Trim, 600 WOG
100-103SSG | JF-100TG | 1/2" | 23.1176 | 100 | 10 | 49 | 662527298843 | Lead Free Brass Ball Valve, 2 Piece, Full Port, Threaded Connection, Stainless Steel Trim, 600 WOG
100-104SSG | JF-100TG | 3/4" | 36.2544 | 80 | 10 | 65 | 662527298850 | Lead Free Brass Ball Valve, 2 Piece, Full Port, Threaded Connection, Stainless Steel Trim, 600 WOG
100-105SSG | JF-100TG | 1" | 56.5001 | 48 | 8 | 57 | 662527298867 | Lead Free Brass Ball Valve, 2 Piece, Full Port, Threaded Connection, Stainless Steel Trim, 600 WOG
100-106SSG | JF-100TG | 1-1/4" | 91.9901 | 36 | 4 | 69 | 662527298874 | Lead Free Brass Ball Valve, 2 Piece, Full Port, Threaded Connection, Stainless Steel Trim, 600 WOG
100-107SSG | JF-100TG | 1-1/2" | 123.538 | 24 | 2 | 61 | 662527298881 | Lead Free Brass Ball Valve, 2 Piece, Full Port, Threaded Connection, Stainless Steel Trim, 600 WOG
100-108SSG | JF-100TG | 2" | 191.8316 | 12 | 3 | 46 | 662527298898 | Lead Free Brass Ball Valve, 2 Piece, Full Port, Threaded Connection, Stainless Steel Trim, 600 WOG
100-109SSG | JF-100TG | 2-1/2” | 463.7178 | 6 | 1 | 49 | 662527299437 | Lead Free Brass Ball Valve, 2 Piece, Full Port, Threaded Connection, Stainless Steel Trim, 600 WOG
100-110SSG | JF-100TG | 3” | 700.0375 | 6 |  | 69 | 662527299444 | Lead Free Brass Ball Valve, 2 Piece, Full Port, Threaded Connection, Stainless Steel Trim, 600 WOG
100-111SSG | JF-100TG | 4” | 1208.5164 | 2 |  | 40 | 662527299451 | Lead Free Brass Ball Valve, 2 Piece, Full Port, Threaded Connection, Stainless Steel Trim, 600 WOG
100-113SSG | JF-100SG | 1/2" | 21.84 | 100 | 10 | 43 | 662527298904 | Lead Free Brass Ball Valve, 2 Piece, Full Port, Solder Connection, Stainless Steel Trim, 600 WOG
100-114SSG | JF-100SG | 3/4" | 34.5509 | 80 | 10 | 58 | 662527298911 | Lead Free Brass Ball Valve, 2 Piece, Full Port, Solder Connection, Stainless Steel Trim, 600 WOG
100-115SSG | JF-100SG | 1" | 53.0166 | 48 | 8 | 53 | 662527298928 | Lead Free Brass Ball Valve, 2 Piece, Full Port, Solder Connection, Stainless Steel Trim, 600 WOG
100-116SSG | JF-100SG | 1-1/4" | 89.5331 | 36 | 4 | 69 | 662527298935 | Lead Free Brass Ball Valve, 2 Piece, Full Port, Solder Connection, Stainless Steel Trim, 600 WOG
100-117SSG | JF-100SG | 1-1/2" | 125.984 | 24 | 2 | 57 | 662527298942 | Lead Free Brass Ball Valve, 2 Piece, Full Port, Solder Connection, Stainless Steel Trim, 600 WOG
100-118SSG | JF-100SG | 2" | 194.0812 | 12 | 3 | 46 | 662527298959 | Lead Free Brass Ball Valve, 2 Piece, Full Port, Solder Connection, Stainless Steel Trim, 600 WOG
100-119SSG | JF-100SG | 2-1/2” | 462.5275 | 6 |  | 44 | 662527299468 | Lead Free Brass Ball Valve, 2 Piece, Full Port, Solder Connection, Stainless Steel Trim, 600 WOG
100-120SSG | JF-100SG | 3” | 692.3062 | 6 |  | 55 | 662527299475 | Lead Free Brass Ball Valve, 2 Piece, Full Port, Solder Connection, Stainless Steel Trim, 600 WOG
100-121SSG | JF-100SG | 4” | 1201.8224 | 2 |  | 35 | 662527299482 | Lead Free Brass Ball Valve, 2 Piece, Full Port, Solder Connection, Stainless Steel Trim, 600 WOG
100-101SSG-LH | JF-100TG-LH | 1/4" | 19.2192 | 120 | 10 | 40 | 662527299918 | Lead Free Brass Ball Valve, 2 Piece, Full Port, Threaded Connection, Stainless Steel Trim, Locking Handle, 600 WOG
100-102SSG-LH | JF-100TG-LH | 3/8" | 19.3175 | 120 | 10 | 40 | 662527299925 | Lead Free Brass Ball Valve, 2 Piece, Full Port, Threaded Connection, Stainless Steel Trim, Locking Handle, 600 WOG
100-103SSG-LH | JF-100TG-LH | 1/2" | 25.1269 | 100 | 10 | 50 | 662527299932 | Lead Free Brass Ball Valve, 2 Piece, Full Port, Threaded Connection, Stainless Steel Trim, Locking Handle, 600 WOG
100-104SSG-LH | JF-100TG-LH | 3/4" | 38.2964 | 80 | 10 | 67 | 662527299949 | Lead Free Brass Ball Valve, 2 Piece, Full Port, Threaded Connection, Stainless Steel Trim, Locking Handle, 600 WOG
100-105SSG-LH | JF-100TG-LH | 1" | 60.2238 | 48 | 8 | 62 | 662527299956 | Lead Free Brass Ball Valve, 2 Piece, Full Port, Threaded Connection, Stainless Steel Trim, Locking Handle, 600 WOG
100-106SSG-LH | JF-100TG-LH | 1-1/4" | 97.7558 | 36 | 4 | 68 | 662527299963 | Lead Free Brass Ball Valve, 2 Piece, Full Port, Threaded Connection, Stainless Steel Trim, Locking Handle, 600 WOG
100-107SSG-LH | JF-100TG-LH | 1-1/2" | 128.5939 | 24 | 2 | 61 | 662527299970 | Lead Free Brass Ball Valve, 2 Piece, Full Port, Threaded Connection, Stainless Steel Trim, Locking Handle, 600 WOG
100-108SSG-LH | JF-100TG-LH | 2" | 198.1106 | 12 | 3 | 44 | 662527299987 | Lead Free Brass Ball Valve, 2 Piece, Full Port, Threaded Connection, Stainless Steel Trim, Locking Handle, 600 WOG
100-109SSG-LH | JF-100TG-LH | 2-1/2” | 470.2916 | 6 |  | 49 | 662527299994 | Lead Free Brass Ball Valve, 2 Piece, Full Port, Threaded Connection, Stainless Steel Trim, Locking Handle, 600 WOG
100-110SSG-LH | JF-100TG-LH | 3” | 709.9747 | 6 |  | 69 | 662527300003 | Lead Free Brass Ball Valve, 2 Piece, Full Port, Threaded Connection, Stainless Steel Trim, Locking Handle, 600 WOG
100-111SSG-LH | JF-100TG-LH | 4" | 1270.9351 | 2 |  | 40 | 662527303899 | Lead Free Brass Ball Valve, 2 Piece, Full Port, Threaded Connection, Stainless Steel Trim, Locking Handle, 600 WOG
100-113SSG-LH | JF-100SG-LH | 1/2" | 22.5061 | 100 | 10 | 45 | 662527300010 | Lead Free Brass Ball Valve, 2 Piece, Full Port, Solder Connection, Stainless Steel Trim, Locking Handle, 600 WOG
100-114SSG-LH | JF-100SG-LH | 3/4" | 36.1015 | 80 | 10 | 67 | 662527300027 | Lead Free Brass Ball Valve, 2 Piece, Full Port, Solder Connection, Stainless Steel Trim, Locking Handle, 600 WOG
100-115SSG-LH | JF-100SG-LH | 1" | 55.0368 | 48 | 8 | 53 | 662527300034 | Lead Free Brass Ball Valve, 2 Piece, Full Port, Solder Connection, Stainless Steel Trim, Locking Handle, 600 WOG
100-116SSG-LH | JF-100SG-LH | 1-1/4" | 97.0351 | 36 | 4 | 68 | 662527300041 | Lead Free Brass Ball Valve, 2 Piece, Full Port, Solder Connection, Stainless Steel Trim, Locking Handle, 600 WOG
100-117SSG-LH | JF-100SG-LH | 1-1/2" | 128.4629 | 24 | 2 | 62 | 662527300058 | Lead Free Brass Ball Valve, 2 Piece, Full Port, Solder Connection, Stainless Steel Trim, Locking Handle, 600 WOG
100-118SSG-LH | JF-100SG-LH | 2" | 197.2043 | 12 | 3 | 47 | 662527300065 | Lead Free Brass Ball Valve, 2 Piece, Full Port, Solder Connection, Stainless Steel Trim, Locking Handle, 600 WOG
100-119SSG-LH | JF-100SG-LH | 2-1/2” | 467.7582 | 6 |  | 44 | 662527300072 | Lead Free Brass Ball Valve, 2 Piece, Full Port, Solder Connection, Stainless Steel Trim, Locking Handle, 600 WOG
100-120SSG-LH | JF-100SG-LH | 3” | 667.9327 | 6 |  | 55 | 662527300089 | Lead Free Brass Ball Valve, 2 Piece, Full Port, Solder Connection, Stainless Steel Trim, Locking Handle, 600 WOG
100-121SSG-LH | JF-100SG-LH | 4” | 1201.7569 | 2 |  | 35 | 662527303882 | Lead Free Brass Ball Valve, 2 Piece, Full Port, Solder Connection, Stainless Steel Trim, Locking Handle, 600 WOG
150-203G | JP-150G | 1/2” | 34.7584 | 100 | 10 | 54 | 662527307460 | Lead Free Brass Ball Valve, 2 Piece, Full Port, Press Connection, 250 WOG
150-204G | JP-150G | 3/4” | 55.965 | 60 | 10 | 52 | 662527307477 | Lead Free Brass Ball Valve, 2 Piece, Full Port, Press Connection, 250 WOG
150-205G | JP-150G | 1” | 78.078 | 36 | 6 | 49 | 662527307484 | Lead Free Brass Ball Valve, 2 Piece, Full Port, Press Connection, 250 WOG
150-206G | JP-150G | 1-1/4” | 125.0995 | 24 | 4 | 50 | 662527307491 | Lead Free Brass Ball Valve, 2 Piece, Full Port, Press Connection, 250 WOG
150-207G | JP-150G | 1-1/2” | 186.6337 | 10 | 1 | 38 | 662527307507 | Lead Free Brass Ball Valve, 2 Piece, Full Port, Press Connection, 250 WOG
150-208G | JP-150G | 2” | 285.1212 | 4 | 1 | 24 | 662527307514 | Lead Free Brass Ball Valve, 2 Piece, Full Port, Press Connection, 250 WOG
150-209XLCG | JP-150G XLC | 2-1/2" | 575.2656 | 4 | 1 | 24 | 662527309730 | Lead Free Brass Ball Valve, 2 Piece, Full Port, Press XLC Connection, 250 WOG
150-210XLCG | JP-150G XLC | 3" | 875.5656 | 4 | 1 | 24 | 662527309754 | Lead Free Brass Ball Valve, 2 Piece, Full Port, Press XLC Connection, 250 WOG
150-211XLCG | JP-150G XLC | 4" | 1710.214 | 4 | 1 | 24 | 662527309747 | Lead Free Brass Ball Valve, 2 Piece, Full Port, Press XLC Connection, 250 WOG
150-563G | JP-150G Press x FIP | 1/2" | 31.5916 | 100 | 10 | 46 | 662527314321 | Lead Free Brass Ball Valve, 2 Piece, Full Port, Press x FIP Connection, 250 WOG
150-564G | JP-150G Press x FIP | 3/4" | 50.8763 | 60 | 10 | 47 | 662527314338 | Lead Free Brass Ball Valve, 2 Piece, Full Port, Press x FIP Connection, 250 WOG
150-565G | JP-150G Press x FIP | 1" | 70.9909 | 40 | 8 | 34 | 662527314345 | Lead Free Brass Ball Valve, 2 Piece, Full Port, Press x FIP Connection, 250 WOG
150-573G | JP-150G Press x MIP | 1/2" | 31.5916 | 100 | 10 | 30 | 662527314352 | Lead Free Brass Ball Valve, 2 Piece, Full Port, Press x MIP Connection, 250 WOG
150-574G | JP-150G Press x MIP | 3/4" | 50.8763 | 60 | 10 | 34 | 662527314369 | Lead Free Brass Ball Valve, 2 Piece, Full Port, Press x MIP Connection, 250 WOG
150-575G | JP-150G Press x MIP | 1" | 70.9909 | 40 | 8 | 49 | 662527314376 | Lead Free Brass Ball Valve, 2 Piece, Full Port, Press x MIP Connection, 250 WOG
150-103G | T-150G | 1/2” | 21.2831 | 100 | 10 | 48 | 662527305633 | Lead Free Brass Ball Valve, 2 Piece, Full Port, Threaded Connection, 600 WOG
150-104G | T-150G | 3/4” | 32.4979 | 64 | 8 | 46 | 662527305640 | Lead Free Brass Ball Valve, 2 Piece, Full Port, Threaded Connection, 600 WOG
150-105G | T-150G | 1” | 49.9481 | 48 | 6 | 52 | 662527305657 | Lead Free Brass Ball Valve, 2 Piece, Full Port, Threaded Connection, 600 WOG
150-106G | T-150G | 1-1/4” | 80.5022 | 20 | 2 | 38 | 662527305664 | Lead Free Brass Ball Valve, 2 Piece, Full Port, Threaded Connection, 600 WOG
150-107G | T-150G | 1-1/2” | 113.426 | 16 | 2 | 40 | 662527305671 | Lead Free Brass Ball Valve, 2 Piece, Full Port, Threaded Connection, 600 WOG
150-108G | T-150G | 2” | 174.1412 | 8 | 2 | 30 | 662527305688 | Lead Free Brass Ball Valve, 2 Piece, Full Port, Threaded Connection, 600 WOG
150-109G | T-150G | 2-1/2” | 411.5093 | 6 | 1 | 41 | 662527306418 | Lead Free Brass Ball Valve, 2 Piece, Full Port, Threaded Connection, 600 WOG
150-110G | T-150G | 3” | 577.1002 | 6 | 1 | 55 | 662527306425 | Lead Free Brass Ball Valve, 2 Piece, Full Port, Threaded Connection, 600 WOG
150-111G | T-150G | 4” | 1001.3312 | 2 | 1 | 33 | 662527306432 | Lead Free Brass Ball Valve, 2 Piece, Full Port, Threaded Connection, 600 WOG
150-113G | S-150G | 1/2” | 19.4594 | 100 | 10 | 43 | 662527305695 | Lead Free Brass Ball Valve, 2 Piece, Full Port, Solder Connection, 600 WOG
150-114G | S-150G | 3/4” | 31.7554 | 64 | 8 | 46 | 662527305701 | Lead Free Brass Ball Valve, 2 Piece, Full Port, Solder Connection, 600 WOG
150-115G | S-150G | 1” | 49.6314 | 48 | 6 | 58 | 662527305718 | Lead Free Brass Ball Valve, 2 Piece, Full Port, Solder Connection, 600 WOG
150-116G | S-150G | 1-1/4” | 77.5102 | 20 | 2 | 36 | 662527305725 | Lead Free Brass Ball Valve, 2 Piece, Full Port, Solder Connection, 600 WOG
150-117G | S-150G | 1-1/2” | 112.476 | 16 | 2 | 39 | 662527305732 | Lead Free Brass Ball Valve, 2 Piece, Full Port, Solder Connection, 600 WOG
150-118G | S-150G | 2” | 172.4377 | 8 | 2 | 30 | 662527305749 | Lead Free Brass Ball Valve, 2 Piece, Full Port, Solder Connection, 600 WOG
150-119G | S-150G | 2-1/2” | 411.0943 | 6 | 1 | 38 | 662527306449 | Lead Free Brass Ball Valve, 2 Piece, Full Port, Solder Connection, 600 WOG
150-120G | S-150G | 3” | 575.6806 | 6 | 1 | 50 | 662527306456 | Lead Free Brass Ball Valve, 2 Piece, Full Port, Solder Connection, 600 WOG
150-121G | S-150G | 4” | 1000.7634 | 2 | 1 | 32 | 662527306463 | Lead Free Brass Ball Valve, 2 Piece, Full Port, Solder Connection, 600 WOG
150-103G-EH | T-150G-EH | 1/2" | 38.078 | 100 | 10 | 48 | 662527311580 | Lead Free Brass Ball Valve, 2 Piece, Full Port, Threaded Connection, Extended Handle, 600 WOG
150-104G-EH | T-150G-EH | 3/4" | 62.386 | 64 | 8 | 46 | 662527311597 | Lead Free Brass Ball Valve, 2 Piece, Full Port, Threaded Connection, Extended Handle, 600 WOG
150-105G-EH | T-150G-EH | 1" | 79.847 | 48 | 6 | 52 | 662527311603 | Lead Free Brass Ball Valve, 2 Piece, Full Port, Threaded Connection, Extended Handle, 600 WOG
150-113G-EH | S-150G-EH | 1/2" | 38.078 | 100 | 10 | 43 | 662527311610 | Lead Free Brass Ball Valve, 2 Piece, Full Port, Threaded Connection, Extended Handle, 600 WOG
150-114G-EH | S-150G-EH | 3/4" | 62.386 | 64 | 8 | 46 | 662527311627 | Lead Free Brass Ball Valve, 2 Piece, Full Port, Threaded Connection, Extended Handle, 600 WOG
150-115G-EH | S-150G-EH | 1" | 79.847 | 48 | 6 | 58 | 662527311634 | Lead Free Brass Ball Valve, 2 Piece, Full Port, Threaded Connection, Extended Handle, 600 WOG
100-633G | T-110G | 1/2" | 26.9833 | 120 | 10 | 51 | 662527298195 | Lead Free Brass Ball Valve, 2 Piece, Full Port, Threaded Connection, Stainless Steel Trim with Drain, 600 WOG
100-634G | T-110G | 3/4" | 40.4914 | 80 | 10 | 47 | 662527298201 | Lead Free Brass Ball Valve, 2 Piece, Full Port, Threaded Connection, Stainless Steel Trim with Drain, 600 WOG
100-635G | T-110G | 1" | 60.879 | 36 | 6 | 43 | 662527298218 | Lead Free Brass Ball Valve, 2 Piece, Full Port, Threaded Connection, Stainless Steel Trim with Drain, 600 WOG
100-643G | S-110G | 1/2" | 26.4155 | 120 | 10 | 51 | 662527298225 | Lead Free Brass Ball Valve, 2 Piece, Full Port, Solder Connection, Stainless Steel Trim with Drain, 600 WOG
100-644G | S-110G | 3/4" | 39.5632 | 80 | 10 | 61 | 662527298232 | Lead Free Brass Ball Valve, 2 Piece, Full Port, Solder Connection, Stainless Steel Trim with Drain, 600 WOG
100-645G | S-110G | 1" | 60.5296 | 48 | 8 | 43 | 662527298249 | Lead Free Brass Ball Valve, 2 Piece, Full Port, Solder Connection, Stainless Steel Trim with Drain, 600 WOG
150-233G | JP-110G | 1/2" | 43.0248 | 100 | 10 | 51 | 662527307132 | Lead Free Brass Ball Valve, 2 Piece, Full Port, Press Connection, Stainless Steel Trim with Drain, 400 WOG
150-234G | JP-110G | 3/4" | 58.8042 | 60 | 10 | 51 | 662527307149 | Lead Free Brass Ball Valve, 2 Piece, Full Port, Press Connection, Stainless Steel Trim with Drain, 400 WOG
150-235G | JP-110G | 1" | 80.6879 | 40 | 8 | 50 | 662527307156 | Lead Free Brass Ball Valve, 2 Piece, Full Port, Press Connection, Stainless Steel Trim with Drain, 400 WOG
102-653G | C-402G | 1/2" | 34.256 | 100 | 10 | 60 | 662527298256 | Lead Free Brass Ball Valve, 2 Piece, Full Port, Compression Connection, Stainless Steel Trim with Drain, 600 WOG
102-654G | C-402G | 3/4" | 49.271 | 80 | 10 | 61 | 662527298263 | Lead Free Brass Ball Valve, 2 Piece, Full Port, Compression Connection, Stainless Steel Trim with Drain, 600 WOG
102-655G | C-402G | 1" | 73.8083 | 48 | 6 | 71 | 662527298270 | Lead Free Brass Ball Valve, 2 Piece, Full Port, Compression Connection, Stainless Steel Trim with Drain, 600 WOG
102-663G | C-402G | 1/2" | 32.9238 | 100 | 10 | 60 | 662527318961 | Lead Free Brass Ball Valve, 2 Piece, Full Port, Compression Connection, Stainless Steel Trim, 600 WOG
102-664G | C-402G | 3/4" | 45.4381 | 80 | 10 | 61 | 662527318978 | Lead Free Brass Ball Valve, 2 Piece, Full Port, Compression Connection, Stainless Steel Trim, 600 WOG
102-665G | C-402G | 1" | 69.2219 | 48 | 8 | 71 | 662527318985 | Lead Free Brass Ball Valve, 2 Piece, Full Port, Compression Connection, Stainless Steel Trim, 600 WOG
100-123G | JF-100TLBG | 1/2" | 39.3011 | 60 | 10 | 44 | 662527329219 | Lead Free Brass Ball Valve, 2 Piece, Full Port, Threaded Connection, Long Bonnet Neck, T-Handle, 600 WOG
100-124G | JF-100TLBG | 3/4" | 60.1801 | 60 | 10 | 54 | 662527329226 | Lead Free Brass Ball Valve, 2 Piece, Full Port, Threaded Connection, Long Bonnet Neck, T-Handle, 600 WOG
100-153G | JF-100SLBG | 1/2" | 37.1171 | 60 | 10 | 42 | 662527329233 | Lead Free Brass Ball Valve, 2 Piece, Full Port, Solder Connection, Long Bonnet Neck, T-Handle, 600 WOG
100-154G | JF-100SLBG | 3/4" | 57.3628 | 60 | 10 | 50 | 662527329240 | Lead Free Brass Ball Valve, 2 Piece, Full Port, Solder Connection, Long Bonnet Neck, T-Handle, 600 WOG
150-213G | JP-150LBG | 1/2" | 57.3518 | 60 | 10 | 43 | 662527324405 | Lead Free Brass Ball Valve, 2 Piece, Full Port, Press Connection, Long Bonnet Neck, T-Handle, 250 WOG
150-214G | JP-150LBG | 3/4" | 81.1465 | 60 | 10 | 56 | 662527324412 | Lead Free Brass Ball Valve, 2 Piece, Full Port, Press Connection, Long Bonnet Neck, T-Handle, 250 WOG
100-080RVSSG | JF-100RVG NPT | 3/4" | 97.9087 | 12 | 1 | 16 | 662527310200 | Lead Free Brass Ball Valve, 2 Piece, Full Port, Threaded Connection, Stainless Steel Trim, Thermal Expansion Relief, 600 WOG
100-100RVSSG | JF-100RVG NPT | 3/4" | 97.9087 | 12 | 1 | 16 | 662527310217 | Lead Free Brass Ball Valve, 2 Piece, Full Port, Threaded Connection, Stainless Steel Trim, Thermal Expansion Relief, 600 WOG
100-125RVSSG | JF-100RVG NPT | 3/4" | 97.9087 | 12 | 1 | 16 | 662527310224 | Lead Free Brass Ball Valve, 2 Piece, Full Port, Threaded Connection, Stainless Steel Trim, Thermal Expansion Relief, 600 WOG
101-080RVSSG | JF-100RVG SWT | 3/4" | 97.1116 | 12 | 1 | 16 | 662527310231 | Lead Free Brass Ball Valve, 2 Piece, Full Port, Solder Connection, Stainless Steel Trim, Thermal Expansion Relief, 600 WOG
101-100RVSSG | JF-100RVG SWT | 3/4" | 97.1116 | 12 | 1 | 16 | 662527310248 | Lead Free Brass Ball Valve, 2 Piece, Full Port, Solder Connection, Stainless Steel Trim, Thermal Expansion Relief, 600 WOG
101-125RVSSG | JF-100RVG SWT | 3/4" | 97.1116 | 12 | 1 | 16 | 662527310255 | Lead Free Brass Ball Valve, 2 Piece, Full Port, Solder Connection, Stainless Steel Trim, Thermal Expansion Relief, 600 WOG
103-080RVSSG | JF-100RVG CRIMP PEX | 3/4" | 95.3098 | 12 | 1 | 16 | 662527310293 | Lead Free Brass Ball Valve, 2 Piece, Full Port, Crimp Pex Connection, Stainless Steel Trim, Thermal Expansion Relief, 600 WOG
103-100RVSSG | JF-100RVG CRIMP PEX | 3/4" | 95.3098 | 12 | 1 | 16 | 662527310309 | Lead Free Brass Ball Valve, 2 Piece, Full Port, Crimp Pex Connection, Stainless Steel Trim, Thermal Expansion Relief, 600 WOG
103-125RVSSG | JF-100RVG CRIMP PEX | 3/4" | 95.3098 | 12 | 1 | 16 | 662527310316 | Lead Free Brass Ball Valve, 2 Piece, Full Port, Crimp Pex Connection, Stainless Steel Trim, Thermal Expansion Relief, 600 WOG
104-080RVSSG | JF-100RVG EXP PEX | 3/4" | 97.9087 | 12 | 1 | 16 | 662527310323 | Lead Free Brass Ball Valve, 2 Piece, Full Port, Expansion Pex Connection, Stainless Steel Trim, Thermal Expansion Relief, 600 WOG
104-100RVSSG | JF-100RVG EXP PEX | 3/4" | 97.9087 | 12 | 1 | 16 | 662527310330 | Lead Free Brass Ball Valve, 2 Piece, Full Port, Expansion Pex Connection, Stainless Steel Trim, Thermal Expansion Relief, 600 WOG
104-125RVSSG | JF-100RVG EXP PEX | 3/4" | 97.9087 | 12 | 1 | 16 | 662527310347 | Lead Free Brass Ball Valve, 2 Piece, Full Port, Expansion Pex Connection, Stainless Steel Trim, Thermal Expansion Relief, 600 WOG
105-080RVSSG | JF-100RVG CPVC | 3/4" | 0 | 120 | 10 | 40 | 662527310323 | Lead Free Brass Ball Valve, 2 Piece, Full Port, CPVC Connection, Stainless Steel Trim, Thermal Expansion Relief, 600 WOG
105-100RVSSG | JF-100RVG CPVC | 3/4" | 0 | 120 | 10 | 40 | 662527310330 | Lead Free Brass Ball Valve, 2 Piece, Full Port, CPVC Connection, Stainless Steel Trim, Thermal Expansion Relief, 600 WOG
105-125RVSSG | JF-100RVG CPVC | 3/4" | 0 | 120 | 10 | 40 | 662527310347 | Lead Free Brass Ball Valve, 2 Piece, Full Port, CPVC Connection, Stainless Steel Trim, Thermal Expansion Relief, 600 WOG
104-523PG | T-422G | 1/2" | 20.0054 | 120 | 10 | 41 | 662527304391 | Lead Free Brass Ball Valve, 2 Piece, Standard Port, Expansion Pex Connection, Stainless Steel Trim, 400 WOG
104-524PG | T-422G | 3/4" | 31.9847 | 100 | 10 | 51 | 662527304407 | Lead Free Brass Ball Valve, 2 Piece, Standard Port, Expansion Pex Connection, Stainless Steel Trim, 400 WOG
104-525PG | T-422G | 1" | 50.4067 | 54 | 6 | 48 | 662527304414 | Lead Free Brass Ball Valve, 2 Piece, Standard Port, Expansion Pex Connection, Stainless Steel Trim, 400 WOG
104-526PG | T-422G | 1-1/4" | 75.075 | 36 | 6 | 49 | 662527304421 | Lead Free Brass Ball Valve, 2 Piece, Standard Port, Expansion Pex Connection, Stainless Steel Trim, 400 WOG
104-527PG | T-422G | 1-1/2" | 113.3059 | 24 | 4 | 48 | 662527304438 | Lead Free Brass Ball Valve, 2 Piece, Standard Port, Expansion Pex Connection, Stainless Steel Trim, 400 WOG
104-528PG | T-422G | 2" | 222.9318 | 12 | 2 | 40 | 662527304445 | Lead Free Brass Ball Valve, 2 Piece, Standard Port, Expansion Pex Connection, Stainless Steel Trim, 400 WOG
104-529PG | T-422G | 2-1/2” | 439.8904 | 6 | 1 | 34 | 662527306210 | Lead Free Brass Ball Valve, 2 Piece, Standard Port, Expansion Pex Connection, Stainless Steel Trim, 400 WOG
104-530PG | T-422G | 3” | 727.3048 | 6 | 1 | 61 | 662527306227 | Lead Free Brass Ball Valve, 2 Piece, Standard Port, Expansion Pex Connection, Stainless Steel Trim, 400 WOG
104-523PG-TH | T-422G | 1/2" | 22.4624 | 120 | 10 | 35 | 662527306685 | Lead Free Brass Ball Valve, 2 Piece, Standard Port, Expansion Pex Connection, Stainless Steel Trim, T-Handle, 400 WOG
104-524PG-TH | T-422G | 3/4" | 34.7147 | 100 | 10 | 40 | 662527306692 | Lead Free Brass Ball Valve, 2 Piece, Standard Port, Expansion Pex Connection, Stainless Steel Trim, T-Handle, 400 WOG
104-525PG-TH | T-422G | 1" | 53.1258 | 54 | 6 | 40 | 662527306708 | Lead Free Brass Ball Valve, 2 Piece, Standard Port, Expansion Pex Connection, Stainless Steel Trim, T-Handle, 400 WOG
104-533PG | S-422G | 1/2" | 20.0273 | 120 | 10 | 38 | 662527304636 | Lead Free Brass Ball Valve, 2 Piece, Standard Port, Solder x Expansion Pex Connection, Stainless Steel Trim, 400 WOG
104-534PG | S-422G | 3/4" | 30.8927 | 100 | 10 | 47 | 662527304469 | Lead Free Brass Ball Valve, 2 Piece, Standard Port, Solder x Expansion Pex Connection, Stainless Steel Trim, 400 WOG
104-535PG | S-422G | 1" | 48.7796 | 54 | 6 | 40 | 662527309167 | Lead Free Brass Ball Valve, 2 Piece, Standard Port, Solder x Expansion Pex Connection, Stainless Steel Trim, 400 WOG
104-533PG-TH | S-422G | 1/2" | 22.4843 | 120 | 10 | 32 | 662527306715 | Lead Free Brass Ball Valve, 2 Piece, Standard Port, Solder x Expansion Pex Connection, Stainless Steel Trim, T-Handle, 400 WOG
104-534PG-TH | S-422G | 3/4" | 33.6227 | 100 | 10 | 43 | 662527306722 | Lead Free Brass Ball Valve, 2 Piece, Standard Port, Solder x Expansion Pex Connection, Stainless Steel Trim, T-Handle, 400 WOG
104-534MPG | T-422 MIP x Expansion | 3/4” | 32.2031 | 100 | 10 | 50 | 662527304452 | Lead Free Brass Ball Valve, 2 Piece, Standard Port, Threaded MIP x Expansion Pex Connection, Stainless Steel Trim, 400 WOG
104-534MPG-TH | T-422 MIP x Expansion | 3/4” | 35.3917 | 100 | 10 | 45 | 662527306739 | Lead Free Brass Ball Valve, 2 Piece, Standard Port, Threaded MIP x Expansion Pex Connection, Stainless Steel Trim, T-Handle, 400 WOG
104-575MPG | T-422 MIP x Expansion | 1" | 59.9976 | 54 | 6 | 47 | 662527331762 | Lead Free Brass Ball Valve, 2 Piece, Standard Port, Threaded MIP x Expansion Pex Connection, Stainless Steel Trim, 400 WOG
104-554PG | T-422 FIP x Expansion | 3/4" | 31.81 | 120 | 10 | 51 | 662527305145 | Lead Free Brass Ball Valve, 2 Piece, Standard Port, Threaded FIP x Expansion Pex Connection, Stainless Steel Trim, 400 WOG
104-555PG | T-422 FIP x Expansion | 1" | 48.7906 | 54 | 6 | 48 | 662527305565 | Lead Free Brass Ball Valve, 2 Piece, Standard Port, Threaded FIP x Expansion Pex Connection, Stainless Steel Trim, 400 WOG
104-554PG-TH | T-422 FIP x Expansion | 3/4" | 34.5509 | 120 | 10 | 49 | 662527306746 | Lead Free Brass Ball Valve, 2 Piece, Standard Port, Threaded FIP x Expansion Pex Connection, Stainless Steel Trim, T-Handle, 400 WOG
104-555PG-TH | T-422 FIP x Expansion | 1" | 51.5206 | 54 | 6 | 43 | 662527306753 | Lead Free Brass Ball Valve, 2 Piece, Standard Port, Threaded FIP x Expansion Pex Connection, Stainless Steel Trim, T-Handle, 400 WOG
104-563PG | T-422G Press x Expansion | 1/2" | 31.6025 | 100 | 10 | 47 | 662527309136 | Lead Free Brass Ball Valve, 2 Piece, Standard Port, Press x Expansion Pex Connection, Stainless Steel Trim, 250 CWP
104-564PG | T-422G Press x Expansion | 3/4" | 50.8763 | 100 | 10 | 47 | 662527309143 | Lead Free Brass Ball Valve, 2 Piece, Standard Port, Press x Expansion Pex Connection, Stainless Steel Trim, 250 CWP
104-565PG | T-422G Press x Expansion | 1" | 70.98 | 100 | 10 | 47 | 662527309150 | Lead Free Brass Ball Valve, 2 Piece, Standard Port, Press x Expansion Pex Connection, Stainless Steel Trim, 250 CWP
104-543PG | T-423G | 1/2" | 24.428 | 120 | 10 | 51 | 662527305121 | Lead Free Brass Ball Valve, 2 Piece, Standard Port, Expansion Pex Connection, Stainless Steel Trim with Drain, 400 WOG
104-544PG | T-423G | 3/4" | 37.3682 | 100 | 10 | 63 | 662527305138 | Lead Free Brass Ball Valve, 2 Piece, Standard Port, Expansion Pex Connection, Stainless Steel Trim with Drain, 400 WOG
104-545PG | T-423G | 1" | 50.3958 | 100 | 10 | 49 | 662527309051 | Lead Free Brass Ball Valve, 2 Piece, Standard Port, Expansion Pex Connection, Stainless Steel Trim with Drain, 400 WOG
104-543PG-TH | T-423G | 1/2" | 26.1316 | 120 | 10 | 40 | 662527306760 | Lead Free Brass Ball Valve, 2 Piece, Standard Port, Expansion Pex Connection, Stainless Steel Trim with Drain, T-Handle, 400 WOG
104-544PG-TH | T-423G | 3/4" | 38.897 | 100 | 10 | 40 | 662527306777 | Lead Free Brass Ball Valve, 2 Piece, Standard Port, Expansion Pex Connection, Stainless Steel Trim with Drain, T-Handle, 400 WOG
103-523PG | T-412G | 1/2" | 16.238 | 120 | 10 | 35 | 662527293633 | Lead Free Brass Ball Valve, 2 Piece, Standard Port, Crimp Pex Connection, 400 CWP
103-524PG | T-412G | 3/4" | 24.8321 | 120 | 10 | 54 | 662527293640 | Lead Free Brass Ball Valve, 2 Piece, Standard Port, Crimp Pex Connection, 400 CWP
103-525PG | T-412G | 1" | 36.9642 | 54 | 6 | 35 | 662527293657 | Lead Free Brass Ball Valve, 2 Piece, Standard Port, Crimp Pex Connection, 400 CWP
103-526PG | T-412G | 1-1/4" | 68.5121 | 60 | 10 | 57 | 662527304612 | Lead Free Brass Ball Valve, 2 Piece, Standard Port, Crimp Pex Connection, 400 CWP
103-527PG | T-412G | 1-1/2" | 98.1053 | 24 | 4 | 34 | 662527309709 | Lead Free Brass Ball Valve, 2 Piece, Standard Port, Crimp Pex Connection, 400 CWP
103-528PG | T-412G | 2" | 193.0219 | 12 | 2 | 29 | 662527309716 | Lead Free Brass Ball Valve, 2 Piece, Standard Port, Crimp Pex Connection, 400 CWP
103-523PG-TH | T-412G | 1/2" | 18.3674 | 120 | 10 | 28 | 662527306784 | Lead Free Brass Ball Valve, 2 Piece, Standard Port, Crimp Pex Connection, T-Handle, 400 CWP
103-524PG-TH | T-412G | 3/4" | 28.0972 | 120 | 10 | 49 | 662527306791 | Lead Free Brass Ball Valve, 2 Piece, Standard Port, Crimp Pex Connection, T-Handle, 400 CWP
103-525PG-TH | T-412G | 1" | 40.2511 | 54 | 6 | 33 | 662527306807 | Lead Free Brass Ball Valve, 2 Piece, Standard Port, Crimp Pex Connection, T-Handle, 400 CWP
103-533PG | S-412G | 1/2" | 19.798 | 120 | 10 | 31 | 662527293664 | Lead Free Brass Ball Valve, 2 Piece, Standard Port, Solder x Crimp Pex Connection, 400 CWP
103-534PG | S-412G | 3/4" | 30.718 | 120 | 10 | 54 | 662527293626 | Lead Free Brass Ball Valve, 2 Piece, Standard Port, Solder x Crimp Pex Connection, 400 CWP
103-535PG | S-412G | 1" | 46.1152 | 54 | 6 | 40 | 662527304650 | Lead Free Brass Ball Valve, 2 Piece, Standard Port, Solder x Crimp Pex Connection, 400 CWP
103-533PG-TH | S-412G | 1/2" | 22.2331 | 120 | 10 | 25 | 662527306814 | Lead Free Brass Ball Valve, 2 Piece, Standard Port, Solder x Crimp Pex Connection, T-Handle, 400 CWP
103-534PG-TH | S-412G | 3/4" | 34.0049 | 120 | 10 | 49 | 662527306821 | Lead Free Brass Ball Valve, 2 Piece, Standard Port, Solder x Crimp Pex Connection, T-Handle, 400 CWP
103-535PG-TH | S-412G | 1" | 48.463 | 54 | 6 | 33 | 662527306838 | Lead Free Brass Ball Valve, 2 Piece, Standard Port, Solder x Crimp Pex Connection, T-Handle, 400 CWP
103-534MPG | T-412G MIP | 3/4” | 33.852 | 120 | 10 | 59 | 662527299581 | Lead Free Brass Ball Valve, 2 Piece, Standard Port, Threaded MIP x Crimp Pex Connection, 400 CWP
103-534MPG-TH | T-412G MIP | 3/4” | 37.1062 | 120 | 10 | 54 | 662527306845 | Lead Free Brass Ball Valve, 2 Piece, Standard Port, Threaded MIP x Crimp Pex Connection, T-Handle, 400 CWP
103-554PG | T-412G FIP | 3/4” | 28.5776 | 120 | 10 | 53 | 662527305176 | Lead Free Brass Ball Valve, 2 Piece, Standard Port, Threaded FIP x Crimp Pex Connection, 400 CWP
103-555PG | T-412G FIP | 1” | 41.6707 | 54 | 6 | 43 | 662527305558 | Lead Free Brass Ball Valve, 2 Piece, Standard Port, Threaded FIP x Crimp Pex Connection, 400 CWP
103-554PG-TH | T-412G FIP | 3/4” | 30.6743 | 120 | 10 | 53 | 662527306852 | Lead Free Brass Ball Valve, 2 Piece, Standard Port, Threaded FIP x Crimp Pex Connection, T-Handle, 400 CWP
103-555PG-TH | T-412G FIP | 1” | 45.7439 | 54 | 6 | 53 | 662527306869 | Lead Free Brass Ball Valve, 2 Piece, Standard Port, Threaded FIP x Crimp Pex Connection, T-Handle, 400 CWP
103-563PG | T-412G Press x Crimp | 1/2" | 31.6025 | 100 | 10 | 43 | 662527314291 | Lead Free Brass Ball Valve, 2 Piece, Standard Port, Press x Crimp Pex Connection, 250 CWP
103-564PG | T-412G Press x Crimp | 3/4" | 50.8763 | 60 | 10 | 41 | 662527314307 | Lead Free Brass Ball Valve, 2 Piece, Standard Port, Press x Crimp Pex Connection, 250 CWP
103-565PG | T-412G Press x Crimp | 1" | 70.98 | 40 | 8 | 46 | 662527314314 | Lead Free Brass Ball Valve, 2 Piece, Standard Port, Press x Crimp Pex Connection, 250 CWP
103-543PG | T-413G | 1/2" | 24.3844 | 120 | 10 | 36 | 662527305152 | Lead Free Brass Ball Valve, 2 Piece, Standard Port, Crimp Pex Connection, Stainless Steel Trim with Drain, 600 CWP
103-544PG | T-413G | 3/4" | 32.7272 | 120 | 10 | 53 | 662527305169 | Lead Free Brass Ball Valve, 2 Piece, Standard Port, Crimp Pex Connection, Stainless Steel Trim with Drain, 600 CWP
103-543PG-TH | T-413G | 1/2" | 26.0114 | 120 | 10 | 36 | 662527306876 | Lead Free Brass Ball Valve, 2 Piece, Standard Port, Crimp Pex Connection, Stainless Steel Trim with Drain, T-Handle, 600 CWP
103-544PG-TH | T-413G | 3/4" | 34.4308 | 120 | 10 | 36 | 662527306883 | Lead Free Brass Ball Valve, 2 Piece, Standard Port, Crimp Pex Connection, Stainless Steel Trim with Drain, T-Handle, 600 CWP
150-603G | S-155G | 1/2" | 31.7512 | 54 | 6 | 29 | 662527314109 | Lead Free Brass Ball Valve, CPVC Ball Valve, 2 Piece, Full Port, Solvent Connection, 150 WOG
150-604G | S-155G | 3/4" | 47.9752 | 48 | 4 | 41 | 662527314116 | Lead Free Brass Ball Valve, CPVC Ball Valve, 2 Piece, Full Port, Solvent Connection, 150 WOG
150-605G | S-155G | 1" | 80.2152 | 18 | 2 | 26 | 662527314123 | Lead Free Brass Ball Valve, CPVC Ball Valve, 2 Piece, Full Port, Solvent Connection, 150 WOG
150-606G | S-155G | 1-1/4" | 147.836 | 24 | 6 | 54 | 662527318725 | Lead Free Brass Ball Valve, CPVC Ball Valve, 2 Piece, Full Port, Solvent Connection, 150 WOG
150-607G | S-155G | 1-1/2" | 201.0944 | 12 | 6 | 32 | 662527318732 | Lead Free Brass Ball Valve, CPVC Ball Valve, 2 Piece, Full Port, Solvent Connection, 150 WOG
150-608G | S-155G | 2" | 306.5244 | 8 | 4 | 32 | 662527318749 | Lead Free Brass Ball Valve, CPVC Ball Valve, 2 Piece, Full Port, Solvent Connection, 150 WOG
150-663G | S-165G | 1/2" | 35.9944 | 54 | 6 | 32 | 662527314130 | Lead Free Brass Ball Valve, CPVC Ball Valve, 2 Piece, Full Port, Solvent Connection with Drain, 150 WOG
150-664G | S-165G | 3/4" | 52.6136 | 48 | 4 | 43 | 662527314147 | Lead Free Brass Ball Valve, CPVC Ball Valve, 2 Piece, Full Port, Solvent Connection with Drain, 150 WOG
150-665G | S-165G | 1" | 87.8072 | 18 | 2 | 27 | 662527314154 | Lead Free Brass Ball Valve, CPVC Ball Valve, 2 Piece, Full Port, Solvent Connection with Drain, 150 WOG
100-131G | JF-100GMxF | 1/4" | 20.9118 | 120 | 10 | 60 | 662527298287 | Lead Free Brass Ball Valve, 2 Piece, Full Port, MIP x FIP Connection, Stainless Steel Trim, 600 WOG
100-132G | JF-100GMxF | 3/8" | 21.1848 | 120 | 10 | 60 | 662527298294 | Lead Free Brass Ball Valve, 2 Piece, Full Port, MIP x FIP Connection, Stainless Steel Trim, 600 WOG
100-133G | JF-100GMxF | 1/2" | 29.899 | 100 | 10 | 50 | 662527298300 | Lead Free Brass Ball Valve, 2 Piece, Full Port, MIP x FIP Connection, Stainless Steel Trim, 600 WOG
100-134G | JF-100GMxF | 3/4" | 45.0559 | 80 | 10 | 60 | 662527298317 | Lead Free Brass Ball Valve, 2 Piece, Full Port, MIP x FIP Connection, Stainless Steel Trim, 600 WOG
100-135G | JF-100GMxF | 1" | 65.3999 | 48 | 8 | 58 | 662527298324 | Lead Free Brass Ball Valve, 2 Piece, Full Port, MIP x FIP Connection, Stainless Steel Trim, 600 WOG
100-136G | JF-100GMxF | 1-1/4” | 105.4326 | 36 | 4 | 63 | 662527330581 | Lead Free Brass Ball Valve, 2 Piece, Full Port, MIP x FIP Connection, Stainless Steel Trim, 600 WOG
100-137G | JF-100GMxF | 1-1/2” | 174.5453 | 24 | 2 | 55 | 662527330598 | Lead Free Brass Ball Valve, 2 Piece, Full Port, MIP x FIP Connection, Stainless Steel Trim, 600 WOG
100-138G | JF-100GMxF | 2” | 233.6662 | 12 | 3 | 44 | 662527330604 | Lead Free Brass Ball Valve, 2 Piece, Full Port, MIP x FIP Connection, Stainless Steel Trim, 600 WOG
100-143G | JF-100GMxC | 1/2" | 27.169 | 100 | 10 | 43 | 662527309617 | Lead Free Brass Ball Valve, 2 Piece, Full Port, MIP x Solder Connection, Stainless Steel Trim, 600 WOG
100-144G | JF-100GMxC | 3/4" | 40.95 | 80 | 10 | 60 | 662527309624 | Lead Free Brass Ball Valve, 2 Piece, Full Port, MIP x Solder Connection, Stainless Steel Trim, 600 WOG
100-296G | T-82MG | ¼" FIP x ⅛" MIP | 21.5233 | 210 | 35 | 35 | 662527300614 | Lead Free Brass Ball Valve, Mini Valve, 2 Piece, Full Port, Threaded Connection with Screwdriver Slot, 600 WOG
100-396G | T-83CG | ⅛” FIP x ¼” MIP | 15.6156 | 250 | 25 | 40 | 662527307125 | Lead Free Brass Ball Valve, Mini Valve, 2 Piece, Full Port, Threaded Connection, Stainless Steel Trim, 600 WOG
100-397G | T-83CG | ⅛” FIP x ⅛” MIP | 15.6156 | 250 | 25 | 40 | 662527298331 | Lead Free Brass Ball Valve, Mini Valve, 2 Piece, Full Port, Threaded Connection, Stainless Steel Trim, 600 WOG
100-398G | T-83CG | ¼" FIP x ⅛” MIP | 15.6156 | 200 | 20 | 49 | 662527298348 | Lead Free Brass Ball Valve, Mini Valve, 2 Piece, Full Port, Threaded Connection, Stainless Steel Trim, 600 WOG
100-399G | T-83CG | ¼" FIP x ¼” MIP | 15.6156 | 250 | 25 | 43 | 662527298355 | Lead Free Brass Ball Valve, Mini Valve, 2 Piece, Full Port, Threaded Connection, Stainless Steel Trim, 600 WOG
100-400G | T-83CG | ¼" FIP x ¼” FIP | 15.6156 | 200 | 20 | 49 | 662527298362 | Lead Free Brass Ball Valve, Mini Valve, 2 Piece, Full Port, Threaded Connection, Stainless Steel Trim, 600 WOG
100-397G-TH | T-83CG | ⅛” FIP x ⅛” MIP | 15.6156 | 250 | 25 | 40 | 662527298379 | Lead Free Brass Ball Valve, Mini Valve, 2 Piece, Full Port, Threaded Connection, Stainless Steel Trim, T-Handle, 600 WOG
100-398G-TH | T-83CG | ¼" FIP x ⅛” MIP | 15.6156 | 200 | 20 | 49 | 662527298386 | Lead Free Brass Ball Valve, Mini Valve, 2 Piece, Full Port, Threaded Connection, Stainless Steel Trim, T-Handle, 600 WOG
100-399G-TH | T-83CG | ¼" FIP x ¼” MIP | 15.6156 | 250 | 25 | 40 | 662527298393 | Lead Free Brass Ball Valve, Mini Valve, 2 Piece, Full Port, Threaded Connection, Stainless Steel Trim, T-Handle, 600 WOG
100-400G-TH | T-83CG | ¼" FIP x ¼” FIP | 15.6156 | 200 | 20 | 49 | 662527298409 | Lead Free Brass Ball Valve, Mini Valve, 2 Piece, Full Port, Threaded Connection, Stainless Steel Trim, T-Handle, 600 WOG
100-103JFPG | JFPG-100 | 1/2" | 38.8206 | 80 | 10 | 41 | 662527294364 | Lead Free Brass Ball Valve, 2 Piece, Full Port, Push Fit Connection, 200 WOG
100-104JFPG | JFPG-100 | 3/4" | 55.6483 | 45 | 5 | 33 | 662527294371 | Lead Free Brass Ball Valve, 2 Piece, Full Port, Push Fit Connection, 200 WOG
100-105JFPG | JFPG-100 | 1" | 98.5967 | 30 | 2 | 40 | 662527294388 | Lead Free Brass Ball Valve, 2 Piece, Full Port, Push Fit Connection, 200 WOG
100-653G | T-100HFG | 1/2" x 3/4" Hose | 38.6022 | 100 | 10 | 60 | 662527299079 | Lead Free Brass Ball Valve, 2 Piece, Full Port, Threaded x Hose Connection with Cap and Chain, Stainless Steel Trim, 600 WOG
100-654G | T-100HFG | 3/4" x 3/4" Hose | 52.1648 | 60 | 10 | 57 | 662527299086 | Lead Free Brass Ball Valve, 2 Piece, Full Port, Threaded x Hose Connection with Cap and Chain, Stainless Steel Trim, 600 WOG
100-663G | S-100HSG | 1/2" x 3/4" Hose | 37.0516 | 100 | 10 | 46 | 662527299383 | Lead Free Brass Ball Valve, 2 Piece, Full Port, Solder x Hose Connection with Cap and Chain, Stainless Steel Trim, 600 WOG
100-664G | S-100HSG | 3/4" x 3/4" Hose | 50.1774 | 60 | 10 | 75 | 662527299390 | Lead Free Brass Ball Valve, 2 Piece, Full Port, Solder x Hose Connection with Cap and Chain, Stainless Steel Trim, 600 WOG
100-673G | P-100HPG | 1/2" x 3/4" Hose | 46.4209 | 100 | 10 | 60 | 662527307200 | Lead Free Brass Ball Valve, 2 Piece, Full Port, Press x Hose Connection with Cap and Chain, Stainless Steel Trim, 250 WOG
100-674G | P-100HPG | 3/4" x 3/4" Hose | 62.7026 | 100 | 10 | 60 | 662527307217 | Lead Free Brass Ball Valve, 2 Piece, Full Port, Press x Hose Connection with Cap and Chain, Stainless Steel Trim, 250 WOG
800-103ADDG | Lead Free Add-A-Valve | 1/2" | 757.1038 | 12 |  | 3 | 662527300775 | Lead Free Brass Ball Valve, Emergency Shut Off Device
800-104ADDG | Lead Free Add-A-Valve | 3/4" | 973.0914 | 8 |  | 5 | 662527300782 | Lead Free Brass Ball Valve, Emergency Shut Off Device
800-105ADDG | Lead Free Add-A-Valve | 1" | 1395.4082 | 6 |  | 7 | 662527300799 | Lead Free Brass Ball Valve, Emergency Shut Off Device
800-106ADDG | Lead Free Add-A-Valve | 1-1/4" | 2176.4022 |  |  | 12 | 662527300829 | Lead Free Brass Ball Valve, Emergency Shut Off Device
800-107ADDG | Lead Free Add-A-Valve | 1-1/2" | 2723.2044 |  |  | 16 | 662527300836 | Lead Free Brass Ball Valve, Emergency Shut Off Device
800-108ADDG | Lead Free Add-A-Valve | 2" | 4248.204 |  |  | 23 | 662527300843 | Lead Free Brass Ball Valve, Emergency Shut Off Device
800-103ADD | Add-A-Valve | 1/2" | 600.585 | 12 |  | 3 | 662527292308 | Brass Ball Valve, Emergency Shut Off Device
800-104ADD | Add-A-Valve | 3/4" | 762.4254 | 8 |  | 5 | 662527292674 | Brass Ball Valve, Emergency Shut Off Device
800-105ADD | Add-A-Valve | 1" | 1084.1714 | 6 |  | 7 | 662527292681 | Brass Ball Valve, Emergency Shut Off Device
800-106ADD | Add-A-Valve | 1-1/4" | 1715.9522 |  |  | 12 | 662527292698 | Brass Ball Valve, Emergency Shut Off Device
800-107ADD | Add-A-Valve | 1-1/2" | 2137.147 |  |  | 16 | 662527292704 | Brass Ball Valve, Emergency Shut Off Device
200-701 | T-200CSS | 1/4" | 41.0136 | 50 | 10 | 29 | 662527316936 | Bronze Ball Valve, 2 Piece, Full Port, Threaded Connection, Stainless Streel Trim, 600 CWP, 150 WSP
200-702 | T-200CSS | 3/8" | 41.0136 | 50 | 10 | 27 | 662527316943 | Bronze Ball Valve, 2 Piece, Full Port, Threaded Connection, Stainless Streel Trim, 600 CWP, 150 WSP
200-703 | T-200CSS | 1/2" | 41.4784 | 40 | 10 | 29 | 662527316950 | Bronze Ball Valve, 2 Piece, Full Port, Threaded Connection, Stainless Streel Trim, 600 CWP, 150 WSP
200-704 | T-200CSS | 3/4" | 60.5116 | 27 | 3 | 32 | 662527316967 | Bronze Ball Valve, 2 Piece, Full Port, Threaded Connection, Stainless Streel Trim, 600 CWP, 150 WSP
200-705 | T-200CSS | 1" | 79.5674 | 18 | 6 | 33 | 662527316974 | Bronze Ball Valve, 2 Piece, Full Port, Threaded Connection, Stainless Streel Trim, 600 CWP, 150 WSP
200-706 | T-200CSS | 1-1/4" | 151.5963 | 12 | 2 | 29 | 662527316981 | Bronze Ball Valve, 2 Piece, Full Port, Threaded Connection, Stainless Streel Trim, 600 CWP, 150 WSP
200-707 | T-200CSS | 1-1/2" | 225.6204 | 8 | 4 | 31 | 662527316998 | Bronze Ball Valve, 2 Piece, Full Port, Threaded Connection, Stainless Streel Trim, 600 CWP, 150 WSP
200-708 | T-200CSS | 2" | 325.8533 | 4 | 1 | 24 | 662527317001 | Bronze Ball Valve, 2 Piece, Full Port, Threaded Connection, Stainless Streel Trim, 600 CWP, 150 WSP
200-803 | S-200CSS | 1/2" | 41.4784 | 48 | 12 | 33 | 662527317018 | Bronze Ball Valve, 2 Piece, Full Port, Solder Connection, Stainless Streel Trim, 600 CWP, 150 WSP
200-804 | S-200CSS | 3/4" | 60.5116 | 24 | 8 | 28 | 662527317025 | Bronze Ball Valve, 2 Piece, Full Port, Solder Connection, Stainless Streel Trim, 600 CWP, 150 WSP
200-805 | S-200CSS | 1" | 79.5674 | 16 | 4 | 31 | 662527317032 | Bronze Ball Valve, 2 Piece, Full Port, Solder Connection, Stainless Streel Trim, 600 CWP, 150 WSP
200-806 | S-200CSS | 1-1/4" | 151.5963 | 12 | 2 | 29 | 662527317049 | Bronze Ball Valve, 2 Piece, Full Port, Solder Connection, Stainless Streel Trim, 600 CWP, 150 WSP
200-807 | S-200CSS | 1-1/2" | 225.6204 | 8 | 1 | 32 | 662527317056 | Bronze Ball Valve, 2 Piece, Full Port, Solder Connection, Stainless Streel Trim, 600 CWP, 150 WSP
200-808 | S-200CSS | 2" | 325.8533 | 4 | 1 | 26 | 662527317063 | Bronze Ball Valve, 2 Piece, Full Port, Solder Connection, Stainless Streel Trim, 600 CWP, 150 WSP
200-701-LH | T-200CSS-LH | 1/4" | 58.5731 | 50 | 10 | 29 | 662527317926 | Bronze Ball Valve, 2 Piece, Full Port, Threaded Connection, Stainless Steel Trim, Locking Handle, 600 CWP, 150 WSP
200-702-LH | T-200CSS-LH | 3/8" | 58.5731 |  |  |  | 662527317933 | Bronze Ball Valve, 2 Piece, Full Port, Threaded Connection, Stainless Steel Trim, Locking Handle, 600 CWP, 150 WSP
200-703-LH | T-200CSS-LH | 1/2" | 59.0379 |  |  |  | 662527317940 | Bronze Ball Valve, 2 Piece, Full Port, Threaded Connection, Stainless Steel Trim, Locking Handle, 600 CWP, 150 WSP
200-704-LH | T-200CSS-LH | 3/4" | 90.4499 |  |  |  | 662527317957 | Bronze Ball Valve, 2 Piece, Full Port, Threaded Connection, Stainless Steel Trim, Locking Handle, 600 CWP, 150 WSP
200-705-LH | T-200CSS-LH | 1" | 109.4944 |  |  |  | 662527317964 | Bronze Ball Valve, 2 Piece, Full Port, Threaded Connection, Stainless Steel Trim, Locking Handle, 600 CWP, 150 WSP
200-706-LH | T-200CSS-LH | 1-1/4" | 181.5234 |  |  |  | 662527317971 | Bronze Ball Valve, 2 Piece, Full Port, Threaded Connection, Stainless Steel Trim, Locking Handle, 600 CWP, 150 WSP
200-707-LH | T-200CSS-LH | 1-1/2" | 272.3361 |  |  |  | 662527317988 | Bronze Ball Valve, 2 Piece, Full Port, Threaded Connection, Stainless Steel Trim, Locking Handle, 600 CWP, 150 WSP
200-708-LH | T-200CSS-LH | 2" | 372.5803 |  |  |  | 662527317995 | Bronze Ball Valve, 2 Piece, Full Port, Threaded Connection, Stainless Steel Trim, Locking Handle, 600 CWP, 150 WSP
200-803-LH | S-200CSS-LH | 1/2" | 59.0379 |  |  |  | 662527318008 | Bronze Ball Valve, 2 Piece, Full Port, Solder Connection, Stainless Steel Trim, Locking Handle, 600 CWP, 150 WSP
200-804-LH | S-200CSS-LH | 3/4" | 90.4499 |  |  |  | 662527318015 | Bronze Ball Valve, 2 Piece, Full Port, Solder Connection, Stainless Steel Trim, Locking Handle, 600 CWP, 150 WSP
200-805-LH | S-200CSS-LH | 1" | 109.4944 |  |  |  | 662527318022 | Bronze Ball Valve, 2 Piece, Full Port, Solder Connection, Stainless Steel Trim, Locking Handle, 600 CWP, 150 WSP
200-806-LH | S-200CSS-LH | 1-1/4" | 181.5234 |  |  |  | 662527318039 | Bronze Ball Valve, 2 Piece, Full Port, Solder Connection, Stainless Steel Trim, Locking Handle, 600 CWP, 150 WSP
200-807-LH | S-200CSS-LH | 1-1/2" | 272.3361 |  |  |  | 662527318046 | Bronze Ball Valve, 2 Piece, Full Port, Solder Connection, Stainless Steel Trim, Locking Handle, 600 CWP, 150 WSP
200-808-LH | S-200CSS-LH | 2" | 372.5803 |  |  |  | 662527318053 | Bronze Ball Valve, 2 Piece, Full Port, Solder Connection, Stainless Steel Trim, Locking Handle, 600 CWP, 150 WSP
200-703-IH | T-200CSS-IH | 1/2" | 102.4548 |  |  |  | 662527327437 | Bronze Ball Valve, 2 Piece, Full Port, Threaded Connection, Stainless Steel Trim, Insulated Handle, 600 CWP, 150 WSP
200-704-IH | T-200CSS-IH | 3/4" | 126.4191 |  |  |  | 662527327444 | Bronze Ball Valve, 2 Piece, Full Port, Threaded Connection, Stainless Steel Trim, Insulated Handle, 600 CWP, 150 WSP
200-705-IH | T-200CSS-IH | 1" | 145.4636 |  |  |  | 662527327451 | Bronze Ball Valve, 2 Piece, Full Port, Threaded Connection, Stainless Steel Trim, Insulated Handle, 600 CWP, 150 WSP
200-706-IH | T-200CSS-IH | 1-1/4" | 218.6261 |  |  |  | 662527327468 | Bronze Ball Valve, 2 Piece, Full Port, Threaded Connection, Stainless Steel Trim, Insulated Handle, 600 CWP, 150 WSP
200-707-IH | T-200CSS-IH | 1-1/2" | 302.1497 |  |  |  | 662527327475 | Bronze Ball Valve, 2 Piece, Full Port, Threaded Connection, Stainless Steel Trim, Insulated Handle, 600 CWP, 150 WSP
200-708-IH | S-200CSS-IH | 2" | 402.394 |  |  |  | 662527327482 | Bronze Ball Valve, 2 Piece, Full Port, Threaded Connection, Stainless Steel Trim, Insulated Handle, 600 CWP, 150 WSP
200-803-IH | S-200CSS-IH | 1/2" | 102.4548 |  |  |  | 662527327376 | Bronze Ball Valve, 2 Piece, Full Port, Solder Connection, Stainless Steel Trim, Insulated Handle, 600 CWP, 150 WSP
200-804-IH | S-200CSS-IH | 3/4" | 126.4191 |  |  |  | 662527327383 | Bronze Ball Valve, 2 Piece, Full Port, Solder Connection, Stainless Steel Trim, Insulated Handle, 600 CWP, 150 WSP
200-805-IH | S-200CSS-IH | 1" | 145.4636 |  |  |  | 662527327390 | Bronze Ball Valve, 2 Piece, Full Port, Solder Connection, Stainless Steel Trim, Insulated Handle, 600 CWP, 150 WSP
200-806-IH | S-200CSS-IH | 1-1/4" | 218.6261 |  |  |  | 662527327406 | Bronze Ball Valve, 2 Piece, Full Port, Solder Connection, Stainless Steel Trim, Insulated Handle, 600 CWP, 150 WSP
200-807-IH | S-200CSS-IH | 1-1/2" | 302.1497 |  |  |  | 662527327413 | Bronze Ball Valve, 2 Piece, Full Port, Solder Connection, Stainless Steel Trim, Insulated Handle, 600 CWP, 150 WSP
200-808-IH | S-200CSS-IH | 2" | 402.394 |  |  |  | 662527327420 | Bronze Ball Valve, 2 Piece, Full Port, Solder Connection, Stainless Steel Trim, Insulated Handle, 600 CWP, 150 WSP
200-701-EH | T-200CSS-EH | 1/4" | 70.8953 |  |  |  | 662527327239 | Bronze Ball Valve, 2 Piece, Full Port, Threaded Connection, Stainless Steel Trim, Extended Handle, 600 CWP, 150 WSP
200-702-EH | T-200CSS-EH | 3/8" | 70.8953 |  |  |  | 662527327246 | Bronze Ball Valve, 2 Piece, Full Port, Threaded Connection, Stainless Steel Trim, Extended Handle, 600 CWP, 150 WSP
200-703-EH | T-200CSS-EH | 1/2" | 71.3601 |  |  |  | 662527327253 | Bronze Ball Valve, 2 Piece, Full Port, Threaded Connection, Stainless Steel Trim, Extended Handle, 600 CWP, 150 WSP
200-704-EH | T-200CSS-EH | 3/4" | 96.4807 |  |  |  | 662527327260 | Bronze Ball Valve, 2 Piece, Full Port, Threaded Connection, Stainless Steel Trim, Extended Handle, 600 CWP, 150 WSP
200-705-EH | T-200CSS-EH | 1" | 115.5252 |  |  |  | 662527327277 | Bronze Ball Valve, 2 Piece, Full Port, Threaded Connection, Stainless Steel Trim, Extended Handle, 600 CWP, 150 WSP
200-706-EH | T-200CSS-EH | 1-1/4" | 193.5849 |  |  |  | 662527327284 | Bronze Ball Valve, 2 Piece, Full Port, Threaded Connection, Stainless Steel Trim, Extended Handle, 600 CWP, 150 WSP
200-707-EH | T-200CSS-EH | 1-1/2" | 286.3247 |  |  |  | 662527327291 | Bronze Ball Valve, 2 Piece, Full Port, Threaded Connection, Stainless Steel Trim, Extended Handle, 600 CWP, 150 WSP
200-708-EH | S-200CSS-EH | 2" | 386.5576 |  |  |  | 662527327307 | Bronze Ball Valve, 2 Piece, Full Port, Threaded Connection, Stainless Steel Trim, Extended Handle, 600 CWP, 150 WSP
200-803-EH | S-200CSS-EH | 1/2" | 71.3601 |  |  |  | 662527327314 | Bronze Ball Valve, 2 Piece, Full Port, Solder Connection, Stainless Steel Trim, Extended Handle, 600 CWP, 150 WSP
200-804-EH | S-200CSS-EH | 3/4" | 96.4807 |  |  |  | 662527327321 | Bronze Ball Valve, 2 Piece, Full Port, Solder Connection, Stainless Steel Trim, Extended Handle, 600 CWP, 150 WSP
200-805-EH | S-200CSS-EH | 1" | 115.5252 |  |  |  | 662527327338 | Bronze Ball Valve, 2 Piece, Full Port, Solder Connection, Stainless Steel Trim, Extended Handle, 600 CWP, 150 WSP
200-806-EH | S-200CSS-EH | 1-1/4" | 193.5849 |  |  |  | 662527327345 | Bronze Ball Valve, 2 Piece, Full Port, Solder Connection, Stainless Steel Trim, Extended Handle, 600 CWP, 150 WSP
200-807-EH | S-200CSS-EH | 1-1/2" | 286.3247 |  |  |  | 662527327352 | Bronze Ball Valve, 2 Piece, Full Port, Solder Connection, Stainless Steel Trim, Extended Handle, 600 CWP, 150 WSP
200-808-EH | S-200CSS-EH | 2" | 387.0984 |  |  |  | 662527327369 | Bronze Ball Valve, 2 Piece, Full Port, Solder Connection, Stainless Steel Trim, Extended Handle, 600 CWP, 150 WSP
500-703-LH | T-200SS-4B | 1/2" | 119.3908 | 32 | 8 | 42 | 662527330406 | Bronze Ball Valve, 3 Piece 4 Bolt, Full Port, Threaded Connection, Stainless Steel Trim, Locking Handle, 600 CWP
500-704-LH | T-200SS-4B | 3/4" | 148.4109 | 24 | 6 | 45 | 662527330413 | Bronze Ball Valve, 3 Piece 4 Bolt, Full Port, Threaded Connection, Stainless Steel Trim, Locking Handle, 600 CWP
500-705-LH | T-200SS-4B | 1" | 207.1767 | 16 | 4 | 45 | 662527330420 | Bronze Ball Valve, 3 Piece 4 Bolt, Full Port, Threaded Connection, Stainless Steel Trim, Locking Handle, 600 CWP
500-706-LH | T-200SS-4B | 1-1/4" | 277.9701 | 12 | 3 | 50 | 662527330437 | Bronze Ball Valve, 3 Piece 4 Bolt, Full Port, Threaded Connection, Stainless Steel Trim, Locking Handle, 600 CWP
500-707-LH | T-200SS-4B | 1-1/2" | 393.6086 | 8 | 2 | 47 | 662527330444 | Bronze Ball Valve, 3 Piece 4 Bolt, Full Port, Threaded Connection, Stainless Steel Trim, Locking Handle, 600 CWP
500-708-LH | T-200SS-4B | 2" | 597.8946 | 6 | 2 | 51 | 662527330451 | Bronze Ball Valve, 3 Piece 4 Bolt, Full Port, Threaded Connection, Stainless Steel Trim, Locking Handle, 600 CWP
500-713-LH | S-200SS-4B | 1/2" | 116.4207 | 32 | 8 | 39 | 662527330468 | Bronze Ball Valve, 3 Piece 4 Bolt, Full Port, Solder Connection, Stainless Steel Trim, Locking Handle, 600 CWP
500-714-LH | S-200SS-4B | 3/4" | 144.2279 | 24 | 6 | 43 | 662527330475 | Bronze Ball Valve, 3 Piece 4 Bolt, Full Port, Solder Connection, Stainless Steel Trim, Locking Handle, 600 CWP
500-715-LH | S-200SS-4B | 1" | 201.5994 | 16 | 4 | 41 | 662527330482 | Bronze Ball Valve, 3 Piece 4 Bolt, Full Port, Solder Connection, Stainless Steel Trim, Locking Handle, 600 CWP
500-716-LH | S-200SS-4B | 1-1/4" | 272.5288 | 12 | 3 | 50 | 662527330499 | Bronze Ball Valve, 3 Piece 4 Bolt, Full Port, Solder Connection, Stainless Steel Trim, Locking Handle, 600 CWP
500-717-LH | S-200SS-4B | 1-1/2" | 385.4127 | 8 | 2 | 40 | 662527330505 | Bronze Ball Valve, 3 Piece 4 Bolt, Full Port, Solder Connection, Stainless Steel Trim, Locking Handle, 600 CWP
500-718-LH | S-200SS-4B | 2" | 592.238 | 6 | 2 | 50 | 662527330512 | Bronze Ball Valve, 3 Piece 4 Bolt, Full Port, Solder Connection, Stainless Steel Trim, Locking Handle, 600 CWP
100-701 | T-100NE | 1/4" | 23.3033 | 120 | 12 | 43 | 662527290311 | Brass Ball Valve, 2 Piece, Full Port, Threaded Connection, 600 WOG
100-702 | T-100NE | 3/8" | 23.3033 | 120 | 12 | 41 | 662527290908 | Brass Ball Valve, 2 Piece, Full Port, Threaded Connection, 600 WOG
100-703 | T-100NE | 1/2" | 23.3033 | 60 | 10 | 55 | 662527290915 | Brass Ball Valve, 2 Piece, Full Port, Threaded Connection, 600 WOG
100-704 | T-100NE | 3/4" | 33.0002 | 60 | 10 | 53 | 662527290922 | Brass Ball Valve, 2 Piece, Full Port, Threaded Connection, 600 WOG
100-704RAT | T-100NE | 3/4" | 33.0002 | 60 | 10 | 52 | 662527290939 | Brass Ball Valve, 2 Piece, Full Port, Threaded Connection, 600 WOG
100-705 | T-100NE | 1" | 54.196 | 36 | 6 | 56 | 662527290946 | Brass Ball Valve, 2 Piece, Full Port, Threaded Connection, 600 WOG
100-706 | T-100NE | 1-1/4" | 96.1288 | 16 | 4 | 37 | 662527290953 | Brass Ball Valve, 2 Piece, Full Port, Threaded Connection, 600 WOG
100-707 | T-100NE | 1-1/2" | 120.7424 | 16 | 2 | 52 | 662527290960 | Brass Ball Valve, 2 Piece, Full Port, Threaded Connection, 600 WOG
100-708 | T-100NE | 2" | 175.3206 | 12 | 2 | 61 | 662527290977 | Brass Ball Valve, 2 Piece, Full Port, Threaded Connection, 600 WOG
100-709 | T-100NE | 2-1/2" | 412.7869 | 6 | 2 | 59 | 662527290984 | Brass Ball Valve, 2 Piece, Full Port, Threaded Connection, 600 WOG
100-710 | T-100NE | 3" | 608.5716 | 4 | 2 | 57 | 662527290991 | Brass Ball Valve, 2 Piece, Full Port, Threaded Connection, 600 WOG
100-711 | T-100NE | 4" | 1059.8078 | 2 | 1 | 46 | 662527291004 | Brass Ball Valve, 2 Piece, Full Port, Threaded Connection, 600 WOG
100-803 | S-100NE | 1/2" | 20.9446 | 120 | 12 | 52 | 662527291011 | Brass Ball Valve, 2 Piece, Full Port, Solder Connection, 600 WOG
100-804 | S-100NE | 3/4" | 29.5495 | 72 | 12 | 55 | 662527291028 | Brass Ball Valve, 2 Piece, Full Port, Solder Connection, 600 WOG
100-805 | S-100NE | 1" | 46.0496 | 36 | 6 | 47 | 662527291035 | Brass Ball Valve, 2 Piece, Full Port, Solder Connection, 600 WOG
100-806 | S-100NE | 1-1/4" | 85.1432 | 24 | 4 | 46 | 662527291042 | Brass Ball Valve, 2 Piece, Full Port, Solder Connection, 600 WOG
100-807 | S-100NE | 1-1/2" | 106.9505 | 16 | 2 | 46 | 662527291059 | Brass Ball Valve, 2 Piece, Full Port, Solder Connection, 600 WOG
100-808 | S-100NE | 2" | 150.0517 | 12 | 2 | 52 | 662527291066 | Brass Ball Valve, 2 Piece, Full Port, Solder Connection, 600 WOG
100-809 | S-100NE | 2-1/2" | 426.8519 | 6 | 2 | 51 | 662527291073 | Brass Ball Valve, 2 Piece, Full Port, Solder Connection, 600 WOG
100-810 | S-100NE | 3" | 591.8312 | 4 | 2 | 51 | 662527291080 | Brass Ball Valve, 2 Piece, Full Port, Solder Connection, 600 WOG
100-701-LH | T-100NE-LH | 1/4" | 33.7537 | 120 | 12 | 41 | 662527307033 | Brass Ball Valve, 2 Piece, Full Port, Threaded Connection, Locking Handle, 600 WOG
100-702-LH | T-100NE-LH | 3/8" | 33.7537 | 120 | 12 | 40 | 662527307040 | Brass Ball Valve, 2 Piece, Full Port, Threaded Connection, Locking Handle, 600 WOG
100-703-LH | T-100NE-LH | 1/2" | 33.7537 | 100 | 10 | 55 | 662527307057 | Brass Ball Valve, 2 Piece, Full Port, Threaded Connection, Locking Handle, 600 WOG
100-704-LH | T-100NE-LH | 3/4" | 45.6456 | 60 | 10 | 52 | 662527307064 | Brass Ball Valve, 2 Piece, Full Port, Threaded Connection, Locking Handle, 600 WOG
100-705-LH | T-100NE-LH | 1" | 72.345 | 36 | 6 | 56 | 662527307071 | Brass Ball Valve, 2 Piece, Full Port, Threaded Connection, Locking Handle, 600 WOG
100-706-LH | T-100NE-LH | 1-1/4" | 114.2887 | 24 | 4 | 57 | 662527307088 | Brass Ball Valve, 2 Piece, Full Port, Threaded Connection, Locking Handle, 600 WOG
100-707-LH | T-100NE-LH | 1-1/2" | 151.8644 | 16 | 2 | 52 | 662527307095 | Brass Ball Valve, 2 Piece, Full Port, Threaded Connection, Locking Handle, 600 WOG
100-708-LH | T-100NE-LH | 2" | 206.4317 | 12 | 2 | 62 | 662527307101 | Brass Ball Valve, 2 Piece, Full Port, Threaded Connection, Locking Handle, 600 WOG
100-703-IH | T-100NE-IH | 1/2" | 80.404 |  |  |  |  | Brass Ball Valve, 2 Piece, Full Port, Threaded Connection, Insulated Handle, 600 WOG
100-704-IH | T-100NE-IH | 3/4" | 94.8402 |  |  |  |  | Brass Ball Valve, 2 Piece, Full Port, Threaded Connection, Insulated Handle, 600 WOG
100-705-IH | T-100NE-IH | 1" | 117.1279 |  |  |  |  | Brass Ball Valve, 2 Piece, Full Port, Threaded Connection, Insulated Handle, 600 WOG
100-706-IH | T-100NE-IH | 1-1/4" | 159.0716 |  |  |  |  | Brass Ball Valve, 2 Piece, Full Port, Threaded Connection, Insulated Handle, 600 WOG
100-707-IH | T-100NE-IH | 1-1/2" | 192.8254 |  |  |  |  | Brass Ball Valve, 2 Piece, Full Port, Threaded Connection, Insulated Handle, 600 WOG
100-708-IH | T-100NE-IH | 2" | 247.4035 |  |  |  |  | Brass Ball Valve, 2 Piece, Full Port, Threaded Connection, Insulated Handle, 600 WOG
100-701-OH | T-100NE-OH | 1/4" | 59.6996 |  |  | 41 | 662527316356 | Brass Ball Valve, 2 Piece, Full Port, Threaded Connection, Oval Handle, 600 WOG
100-702-OH | T-100NE-OH | 3/8" | 59.6996 |  |  | 40 | 662527316363 | Brass Ball Valve, 2 Piece, Full Port, Threaded Connection, Oval Handle, 600 WOG
100-703-OH | T-100NE-OH | 1/2" | 59.6996 |  |  | 55 | 662527316370 | Brass Ball Valve, 2 Piece, Full Port, Threaded Connection, Oval Handle, 600 WOG
100-704-OH | T-100NE-OH | 3/4" | 78.5257 |  |  | 52 | 662527316387 | Brass Ball Valve, 2 Piece, Full Port, Threaded Connection, Oval Handle, 600 WOG
100-705-OH | T-100NE-OH | 1" | 111.8099 |  |  | 56 | 662527316394 | Brass Ball Valve, 2 Piece, Full Port, Threaded Connection, Oval Handle, 600 WOG
100-706-OH | T-100NE-OH | 1-1/4" | 153.7427 |  |  | 57 | 662527316400 | Brass Ball Valve, 2 Piece, Full Port, Threaded Connection, Oval Handle, 600 WOG
100-707-OH | T-100NE-OH | 1-1/2" | 200.4584 |  |  | 52 | 662527316417 | Brass Ball Valve, 2 Piece, Full Port, Threaded Connection, Oval Handle, 600 WOG
100-708-OH | T-100NE-OH | 2" | 255.0257 |  |  | 62 | 662527316424 | Brass Ball Valve, 2 Piece, Full Port, Threaded Connection, Oval Handle, 600 WOG
100-501 | T-100SSE | 1/4" | 45.9404 | 120 | 12 | 42 | 662527290625 | Brass Ball Valve, 2 Piece, Full Port, Threaded Connection, Stainless Steel Trim, 600 WOG
100-502 | T-100SSE | 3/8" | 45.9404 | 120 | 12 | 40 | 662527290632 | Brass Ball Valve, 2 Piece, Full Port, Threaded Connection, Stainless Steel Trim, 600 WOG
100-503 | T-100SSE | 1/2" | 45.9404 | 60 | 10 | 54 | 662527290649 | Brass Ball Valve, 2 Piece, Full Port, Threaded Connection, Stainless Steel Trim, 600 WOG
100-504 | T-100SSE | 3/4" | 61.4905 | 60 | 10 | 52 | 662527290663 | Brass Ball Valve, 2 Piece, Full Port, Threaded Connection, Stainless Steel Trim, 600 WOG
100-505 | T-100SSE | 1" | 90.2866 | 36 | 6 | 57 | 662527290670 | Brass Ball Valve, 2 Piece, Full Port, Threaded Connection, Stainless Steel Trim, 600 WOG
100-506 | T-100SSE | 1-1/4" | 135.1022 | 24 | 4 | 58 | 662527290687 | Brass Ball Valve, 2 Piece, Full Port, Threaded Connection, Stainless Steel Trim, 600 WOG
100-507 | T-100SSE | 1-1/2" | 182.222 | 16 | 2 | 59 | 662527290694 | Brass Ball Valve, 2 Piece, Full Port, Threaded Connection, Stainless Steel Trim, 600 WOG
100-508 | T-100SSE | 2" | 252.1974 | 12 | 2 | 70 | 662527290700 | Brass Ball Valve, 2 Piece, Full Port, Threaded Connection, Stainless Steel Trim, 600 WOG
100-509 | T-100SSE | 2-1/2" | 695.0362 | 6 | 2 | 69 | 662527290717 | Brass Ball Valve, 2 Piece, Full Port, Threaded Connection, Stainless Steel Trim, 600 WOG
100-510 | T-100SSE | 3" | 982.9201 | 4 | 2 | 70 | 662527290724 | Brass Ball Valve, 2 Piece, Full Port, Threaded Connection, Stainless Steel Trim, 600 WOG
100-533 | T-100SSS | 1/2" | 71.1656 | 60 | 10 | 55 | 662527294951 | Brass Ball Valve, 2 Piece, Full Port, Threaded Connection with Steam Trim, Stainless Steel Trim, 600 WOG, 250 WSP
100-534 | T-100SSS | 3/4" | 115.5227 | 60 | 6 | 52 | 662527294968 | Brass Ball Valve, 2 Piece, Full Port, Threaded Connection with Steam Trim, Stainless Steel Trim, 600 WOG, 250 WSP
100-535 | T-100SSS | 1" | 135.8666 | 36 | 6 | 57 | 662527294975 | Brass Ball Valve, 2 Piece, Full Port, Threaded Connection with Steam Trim, Stainless Steel Trim, 600 WOG, 250 WSP
100-536 | T-100SSS | 1-1/4" | 187.7476 | 24 | 4 | 58 | 662527294982 | Brass Ball Valve, 2 Piece, Full Port, Threaded Connection with Steam Trim, Stainless Steel Trim, 600 WOG, 250 WSP
100-537 | T-100SSS | 1-1/2" | 227.1142 | 16 | 2 | 59 | 662527294999 | Brass Ball Valve, 2 Piece, Full Port, Threaded Connection with Steam Trim, Stainless Steel Trim, 600 WOG, 250 WSP
100-538 | T-100SSS | 2" | 378.0722 | 12 | 2 | 71 | 662527295002 | Brass Ball Valve, 2 Piece, Full Port, Threaded Connection with Steam Trim, Stainless Steel Trim, 600 WOG, 250 WSP
100-601 | T-100FMN | 1/4" | 26.2189 | 100 | 10 | 36 | 662527290816 | Brass Ball Valve, 2 Piece, Full Port, MIP x FIP Connection, 600 WOG
100-602 | T-100FMN | 3/8" | 26.2189 | 100 | 10 | 36 | 662527290823 | Brass Ball Valve, 2 Piece, Full Port, MIP x FIP Connection, 600 WOG
100-603 | T-100FMN | 1/2" | 26.2189 | 100 | 10 | 54 | 662527290830 | Brass Ball Valve, 2 Piece, Full Port, MIP x FIP Connection, 600 WOG
100-604 | T-100FMN | 3/4" | 37.1062 | 60 | 10 | 53 | 662527290847 | Brass Ball Valve, 2 Piece, Full Port, MIP x FIP Connection, 600 WOG
100-605 | T-100FMN | 1" | 57.3846 | 36 | 6 | 55 | 662527290854 | Brass Ball Valve, 2 Piece, Full Port, MIP x FIP Connection, 600 WOG
160-103 | T-100UE | 1/2" | 69.746 | 60 | 10 | 54 | 662527291608 | Brass Ball Valve, 2 Piece, Full Port, Threaded Connection with Side Tap, Single Union End, 600 WOG
160-104 | T-100UE | 3/4" | 83.0794 | 36 | 6 | 48 | 662527291615 | Brass Ball Valve, 2 Piece, Full Port, Threaded Connection with Side Tap, Single Union End, 600 WOG
160-105 | T-100UE | 1" | 129.2164 | 24 | 4 | 53 | 662527291622 | Brass Ball Valve, 2 Piece, Full Port, Threaded Connection with Side Tap, Single Union End, 600 WOG
160-106 | T-100UE | 1-1/4" | 233.6006 | 16 | 2 | 59 | 662527291639 | Brass Ball Valve, 2 Piece, Full Port, Threaded Connection with Side Tap, Single Union End, 600 WOG
160-107 | T-100UE | 1-1/2" | 311.1545 | 8 | 2 | 39 | 662527291646 | Brass Ball Valve, 2 Piece, Full Port, Threaded Connection with Side Tap, Single Union End, 600 WOG
160-108 | T-100UE | 2" | 466.961 | 8 | 2 | 59 | 662527291653 | Brass Ball Valve, 2 Piece, Full Port, Threaded Connection with Side Tap, Single Union End, 600 WOG
170-103 | T-100STN | 1/2" | 47.1416 | 80 | 8 | 52 | 662527291738 | Brass Ball Valve, 2 Piece, Full Port, Threaded Connection with Side Tap, 600 WOG
170-104 | T-100STN | 3/4" | 60.7916 | 60 | 10 | 58 | 662527291745 | Brass Ball Valve, 2 Piece, Full Port, Threaded Connection with Side Tap, 600 WOG
170-105 | T-100STN | 1" | 95.0914 | 36 | 6 | 59 | 662527291752 | Brass Ball Valve, 2 Piece, Full Port, Threaded Connection with Side Tap, 600 WOG
170-106 | T-100STN | 1-1/4" | 166.53 | 24 | 4 | 63 | 662527291769 | Brass Ball Valve, 2 Piece, Full Port, Threaded Connection with Side Tap, 600 WOG
170-107 | T-100STN | 1-1/2" | 224.6244 | 16 | 2 | 56 | 662527291776 | Brass Ball Valve, 2 Piece, Full Port, Threaded Connection with Side Tap, 600 WOG
170-108 | T-100STN | 2" | 312.7925 | 12 | 2 | 64 | 662527291783 | Brass Ball Valve, 2 Piece, Full Port, Threaded Connection with Side Tap, 600 WOG
100-203 | JP-100 | 1/2" | 40.5241 | 60 | 10 | 33 | 662527290328 | Brass Ball Valve, Full Port, Press Connection, 250 WOG
100-204 | JP-100 | 3/4" | 48.594 | 40 | 10 | 35 | 662527290335 | Brass Ball Valve, Full Port, Press Connection, 250 WOG
100-205 | JP-100 | 1" | 65.3453 | 24 | 6 | 33 | 662527290342 | Brass Ball Valve, Full Port, Press Connection, 250 WOG
100-206 | JP-100 | 1-1/4” | 112.1266 | 16 | 4 | 33 | 662527290359 | Brass Ball Valve, Full Port, Press Connection, 250 WOG
100-207 | JP-100 | 1-1/2” | 156.3307 | 4 |  | 14 | 662527290366 | Brass Ball Valve, Full Port, Press Connection, 250 WOG
100-208 | JP-100 | 2” | 267.7038 | 4 |  | 20 | 662527290373 | Brass Ball Valve, Full Port, Press Connection, 250 WOG
100-209XLC | JP-100 XLC | 2-1/2” | 490.5919 | 2 |  | 18 | 662527290397 | Brass Ball Valve, Full Port, Press XLC Connection, 200 WOG
100-210XLC | JP-100 XLC | 3” | 1042.5215 | 2 |  | 28 | 662527290410 | Brass Ball Valve, Full Port, Press XLC Connection, 200 WOG
100-211XLC | JP-100 XLC | 4” | 1451.3335 | 1 |  | 25 | 662527290434 | Brass Ball Valve, Full Port, Press XLC Connection, 200 WOG
160-503 | S-100-DUE | 1/2" | 62.3314 | 48 | 12 | 35 | 662527291660 | Brass Ball Valve, 2 Piece, Full Port, Solder Connection, Double Union End, 400 WOG
160-504 | S-100-DUE | 3/4" | 85.3616 | 48 | 8 | 57 | 662527291677 | Brass Ball Valve, 2 Piece, Full Port, Solder Connection, Double Union End, 400 WOG
160-505 | S-100-DUE | 1" | 119.8688 | 24 | 4 | 52 | 662527291684 | Brass Ball Valve, 2 Piece, Full Port, Solder Connection, Double Union End, 400 WOG
160-506 | S-100-DUE | 1-1/4" | 156.833 | 16 | 4 | 50 | 662527291691 | Brass Ball Valve, 2 Piece, Full Port, Solder Connection, Double Union End, 400 WOG
160-507 | S-100-DUE | 1-1/2" | 233.1966 | 12 | 2 | 49 | 662527291707 | Brass Ball Valve, 2 Piece, Full Port, Solder Connection, Double Union End, 400 WOG
160-508 | S-100-DUE | 2" | 356.6254 | 4 | 2 | 25 | 662527291714 | Brass Ball Valve, 2 Piece, Full Port, Solder Connection, Double Union End, 400 WOG
100-295 | T-82-M | ¼" FIP x ¼" MIP | 17.8214 | 350 | 35 | 58 | 662527290441 | Brass Ball Valve, Mini Valve, 2 Piece, Full Port, Threaded Connection, 600 WOG
100-297 | T-82-M | ⅛" FIP x ⅛" MIP | 17.8214 | 200 | 50 | 39 | 662527290465 | Brass Ball Valve, Mini Valve, 2 Piece, Full Port, Threaded Connection, 600 WOG
100-298 | T-82-M | ¼" FIP x ⅛" MIP | 17.8214 | 250 | 25 | 47 | 662527290472 | Brass Ball Valve, Mini Valve, 2 Piece, Full Port, Threaded Connection, 600 WOG
100-299 | T-82-M | ¼" FIP x ¼" MIP | 17.8214 | 200 | 50 | 39 | 662527290489 | Brass Ball Valve, Mini Valve, 2 Piece, Full Port, Threaded Connection, 600 WOG
100-300 | T-82-M | ¼" FIP x ¼" FIP | 17.8214 | 200 | 50 | 45 | 662527290496 | Brass Ball Valve, Mini Valve, 2 Piece, Full Port, Threaded Connection, 600 WOG
100-430 | T-84-M | 1/8" FIP x 1/8" FIP | 12.2741 | 100 | 25 | 19 | 662527300621 | Brass Ball Valve, Mini Valve, 1 Piece, Standard Port, FIP x FIP Connection, 450 WOG
100-431 | T-84-M | 1/4" FIP x 1/4" FIP | 12.7546 | 100 | 25 | 19 | 662527300638 | Brass Ball Valve, Mini Valve, 1 Piece, Standard Port, FIP x FIP Connection, 450 WOG
100-432 | T-84-M | 3/8" FIP x 3/8" FIP | 12.7436 | 120 | 10 | 27 | 662527300645 | Brass Ball Valve, Mini Valve, 1 Piece, Standard Port, FIP x FIP Connection, 450 WOG
100-433 | T-84-M | 1/2" FIP x 1/2" FIP | 16.5547 | 100 | 10 | 34 | 662527300652 | Brass Ball Valve, Mini Valve, 1 Piece, Standard Port, FIP x FIP Connection, 450 WOG
100-440 | T-84-M | 1/8" FIP x 1/8" MIP | 11.6516 | 120 | 10 | 25 | 662527300669 | Brass Ball Valve, Mini Valve, 1 Piece, Standard Port, FIP x MIP Connection, 450 WOG
100-441 | T-84-M | 1/4" FIP x 1/4" MIP | 12.143 | 120 | 10 | 26 | 662527300676 | Brass Ball Valve, Mini Valve, 1 Piece, Standard Port, FIP x MIP Connection, 450 WOG
100-442 | T-84-M | 3/8" FIP x 3/8" MIP | 12.143 | 120 | 10 | 27 | 662527300683 | Brass Ball Valve, Mini Valve, 1 Piece, Standard Port, FIP x MIP Connection, 450 WOG
100-443 | T-84-M | 1/2" FIP x 1/2" MIP | 16.0633 | 100 | 10 | 31 | 662527300690 | Brass Ball Valve, Mini Valve, 1 Piece, Standard Port, FIP x MIP Connection, 450 WOG
100-397 | T-83C | ⅛" FIP x ⅛" MIP | 13.2132 | 250 | 25 | 40 | 662527290212 | Brass Ball Valve, Mini Valve, 2 Piece, Full Port, Threaded Connection, 600 WOG
100-398 | T-83C | ¼" FIP x ⅛" MIP | 13.2132 | 200 | 20 | 40 | 662527290229 | Brass Ball Valve, Mini Valve, 2 Piece, Full Port, Threaded Connection, 600 WOG
100-399 | T-83C | ¼” FIP x ¼” MIP | 13.2132 | 250 | 25 | 44 | 662527290236 | Brass Ball Valve, Mini Valve, 2 Piece, Full Port, Threaded Connection, 600 WOG
100-400 | T-83C | ¼” FIP x ¼” FIP | 13.2132 | 200 | 20 | 33 | 662527290243 | Brass Ball Valve, Mini Valve, 2 Piece, Full Port, Threaded Connection, 600 WOG
100-397-TH | T-83C | ⅛" FIP x ⅛" MIP | 13.2132 | 250 | 25 | 40 | 662527294142 | Brass Ball Valve, Mini Valve, 2 Piece, Full Port, Threaded Connection, T-Handle, 600 WOG
100-398-TH | T-83C | ¼" FIP x ⅛" MIP | 13.2132 | 200 | 20 | 40 | 662527294159 | Brass Ball Valve, Mini Valve, 2 Piece, Full Port, Threaded Connection, T-Handle, 600 WOG
100-399-TH | T-83C | ¼” FIP x ¼” MIP | 13.2132 | 250 | 25 | 40 | 662527294166 | Brass Ball Valve, Mini Valve, 2 Piece, Full Port, Threaded Connection, T-Handle, 600 WOG
100-400-TH | T-83C | ¼” FIP x ¼” FIP | 13.2132 | 200 | 20 | 49 | 662527294173 | Brass Ball Valve, Mini Valve, 2 Piece, Full Port, Threaded Connection, T-Handle, 600 WOG
186-530 | PF-86-PF | 1/8" | 18.6295 | 150 | 25 | 16 | 662527319104 | Brass Ball Valve, Mini Valve, 2 Piece, Push Fit x Push Fit Connection, 145 PSI
186-531 | PF-86-PF | 1/4" | 19.4048 | 150 | 25 | 18 | 662527319111 | Brass Ball Valve, Mini Valve, 2 Piece, Push Fit x Push Fit Connection, 145 PSI
186-533 | PF-86-PF | 3/8" | 21.6762 | 150 | 25 | 27 | 662527319128 | Brass Ball Valve, Mini Valve, 2 Piece, Push Fit x Push Fit Connection, 145 PSI
186-730 | PF-86-M | 1/8" x 5/32" | 13.8793 | 150 | 25 | 16 | 662527319067 | Brass Ball Valve, Mini Valve, 2 Piece, MNPT x Push Fit Connection, 145 PSI
186-731 | PF-86-M | 1/8" x 1/4" | 14.1851 | 150 | 25 | 17 | 662527319074 | Brass Ball Valve, Mini Valve, 2 Piece, MNPT x Push Fit Connection, 145 PSI
186-741 | PF-86-M | 1/4" x 1/4" | 14.4035 | 150 | 25 | 18 | 662527319081 | Brass Ball Valve, Mini Valve, 2 Piece, MNPT x Push Fit Connection, 145 PSI
186-743 | PF-86-M | 3/8" x 3/8" | 17.9416 | 150 | 25 | 23 | 662527319098 | Brass Ball Valve, Mini Valve, 2 Piece, MNPT x Push Fit Connection, 145 PSI
100-101 | JF-100T | 1/4" | 11.6844 | 120 | 10 | 39 | 662527290014 | Brass Ball Valve, 2 Piece, Full Port, Threaded Connection, 600 WOG
100-102 | JF-100T | 3/8" | 11.6735 | 120 | 10 | 40 | 662527290021 | Brass Ball Valve, 2 Piece, Full Port, Threaded Connection, 600 WOG
100-103 | JF-100T | 1/2" | 18.2582 | 100 | 10 | 48 | 662527290038 | Brass Ball Valve, 2 Piece, Full Port, Threaded Connection, 600 WOG
100-104 | JF-100T | 3/4" | 29.4294 | 80 | 10 | 63 | 662527290045 | Brass Ball Valve, 2 Piece, Full Port, Threaded Connection, 600 WOG
100-105 | JF-100T | 1" | 46.41 | 48 | 8 | 56 | 662527290052 | Brass Ball Valve, 2 Piece, Full Port, Threaded Connection, 600 WOG
100-106 | JF-100T | 1-1/4" | 76.713 | 36 | 4 | 67 | 662527290069 | Brass Ball Valve, 2 Piece, Full Port, Threaded Connection, 600 WOG
100-107 | JF-100T | 1-1/2" | 103.3469 | 24 | 2 | 61 | 662527290076 | Brass Ball Valve, 2 Piece, Full Port, Threaded Connection, 600 WOG
100-108 | JF-100T | 2" | 157.5865 | 12 | 3 | 44 | 662527290083 | Brass Ball Valve, 2 Piece, Full Port, Threaded Connection, 600 WOG
100-109 | JF-100T | 2-1/2” | 375.5934 | 6 |  | 49 | 662527290090 | Brass Ball Valve, 2 Piece, Full Port, Threaded Connection, 600 WOG
100-110 | JF-100T | 3" | 562.8823 | 6 |  | 66 | 662527290106 | Brass Ball Valve, 2 Piece, Full Port, Threaded Connection, 600 WOG
100-111 | JF-100T | 4" | 959.1254 | 2 |  | 40 | 662527290113 | Brass Ball Valve, 2 Piece, Full Port, Threaded Connection, 600 WOG
100-101-TH | JF-100T | 1/4" | 13.3661 | 120 | 10 | 40 | 662527306890 | Brass Ball Valve, 2 Piece, Full Port, Threaded Connection, T-Handle, 600 WOG
100-102-TH | JF-100T | 3/8" | 13.3661 | 120 | 10 | 40 | 662527306906 | Brass Ball Valve, 2 Piece, Full Port, Threaded Connection, T-Handle, 600 WOG
100-103-TH | JF-100T | 1/2" | 19.7543 | 100 | 10 | 50 | 662527300959 | Brass Ball Valve, 2 Piece, Full Port, Threaded Connection, T-Handle, 600 WOG
100-104-TH | JF-100T | 3/4" | 31.4605 | 120 | 10 | 40 | 662527306913 | Brass Ball Valve, 2 Piece, Full Port, Threaded Connection, T-Handle, 600 WOG
100-105-TH | JF-100T | 1" | 48.2664 | 48 | 8 | 58 | 662527300973 | Brass Ball Valve, 2 Piece, Full Port, Threaded Connection, T-Handle, 600 WOG
100-113 | JF-100S | 1/2" | 16.3363 | 100 | 10 | 45 | 662527290120 | Brass Ball Valve, 2 Piece, Full Port, Solder Connection, 600 WOG
100-114 | JF-100S | 3/4" | 27.6385 | 80 | 10 | 61 | 662527290137 | Brass Ball Valve, 2 Piece, Full Port, Solder Connection, 600 WOG
100-115 | JF-100S | 1" | 42.9265 | 48 | 8 | 53 | 662527290144 | Brass Ball Valve, 2 Piece, Full Port, Solder Connection, 600 WOG
100-116 | JF-100S | 1-1/4" | 76.7894 | 36 | 4 | 68 | 662527290151 | Brass Ball Valve, 2 Piece, Full Port, Solder Connection, 600 WOG
100-117 | JF-100S | 1-1/2" | 103.2268 | 24 | 2 | 62 | 662527290168 | Brass Ball Valve, 2 Piece, Full Port, Solder Connection, 600 WOG
100-118 | JF-100S | 2" | 157.9906 | 12 | 3 | 47 | 662527290175 | Brass Ball Valve, 2 Piece, Full Port, Solder Connection, 600 WOG
100-119 | JF-100S | 2-1/2” | 375.9101 | 6 |  | 44 | 662527290182 | Brass Ball Valve, 2 Piece, Full Port, Solder Connection, 600 WOG
100-120 | JF-100S | 3" | 562.2708 | 6 |  | 55 | 662527290199 | Brass Ball Valve, 2 Piece, Full Port, Solder Connection, 600 WOG
100-121 | JF-100S | 4" | 962.6963 | 2 |  | 35 | 662527290205 | Brass Ball Valve, 2 Piece, Full Port, Solder Connection, 600 WOG
100-101-LH | JF-100T-LH | 1/4" | 14.0104 | 120 | 10 | 40 | 662527294197 | Brass Ball Valve, 2 Piece, Full Port, Threaded Connection, Locking Handle, 600 WOG
100-102-LH | JF-100T-LH | 3/8" | 14.0104 | 120 | 10 | 40 | 662527294210 | Brass Ball Valve, 2 Piece, Full Port, Threaded Connection, Locking Handle, 600 WOG
100-103-LH | JF-100T-LH | 1/2" | 20.9227 | 100 | 10 | 52 | 662527294227 | Brass Ball Valve, 2 Piece, Full Port, Threaded Connection, Locking Handle, 600 WOG
100-104-LH | JF-100T-LH | 3/4" | 31.8973 | 80 | 10 | 70 | 662527294234 | Brass Ball Valve, 2 Piece, Full Port, Threaded Connection, Locking Handle, 600 WOG
100-105-LH | JF-100T-LH | 1" | 50.0573 | 48 | 8 | 61 | 662527294241 | Brass Ball Valve, 2 Piece, Full Port, Threaded Connection, Locking Handle, 600 WOG
100-106-LH | JF-100T-LH | 1-1/4" | 76.7567 | 36 | 4 | 68 | 662527294258 | Brass Ball Valve, 2 Piece, Full Port, Threaded Connection, Locking Handle, 600 WOG
100-107-LH | JF-100T-LH | 1-1/2" | 109.2655 | 24 | 2 | 61 | 662527294265 | Brass Ball Valve, 2 Piece, Full Port, Threaded Connection, Locking Handle, 600 WOG
100-108-LH | JF-100T-LH | 2" | 164.2368 | 12 | 3 | 45 | 662527294203 | Brass Ball Valve, 2 Piece, Full Port, Threaded Connection, Locking Handle, 600 WOG
100-109-LH | JF-100T-LH | 2-1/2” | 382.2109 | 6 |  | 49 | 662527298058 | Brass Ball Valve, 2 Piece, Full Port, Threaded Connection, Locking Handle, 600 WOG
100-110-LH | JF-100T-LH | 3" | 574.0535 | 6 |  | 69 | 662527298065 | Brass Ball Valve, 2 Piece, Full Port, Threaded Connection, Locking Handle, 600 WOG
100-111-LH | JF-100T-LH | 4" | 1010.3402 | 2 |  | 40 | 662527304162 | Brass Ball Valve, 2 Piece, Full Port, Threaded Connection, Locking Handle, 600 WOG
100-113-LH | JF-100S-LH | 1/2" | 19.0336 | 100 | 10 | 45 | 662527294272 | Brass Ball Valve, 2 Piece, Full Port, Solder Connection, Locking Handle, 600 WOG
100-114-LH | JF-100S-LH | 3/4" | 30.3685 | 80 | 10 | 61 | 662527294289 | Brass Ball Valve, 2 Piece, Full Port, Solder Connection, Locking Handle, 600 WOG
100-115-LH | JF-100S-LH | 1" | 47.4037 | 48 | 8 | 53 | 662527294296 | Brass Ball Valve, 2 Piece, Full Port, Solder Connection, Locking Handle, 600 WOG
100-116-LH | JF-100S-LH | 1-1/4" | 80.6879 | 36 | 4 | 68 | 662527294302 | Brass Ball Valve, 2 Piece, Full Port, Solder Connection, Locking Handle, 600 WOG
100-117-LH | JF-100S-LH | 1-1/2" | 104.8866 | 24 | 2 | 62 | 662527294319 | Brass Ball Valve, 2 Piece, Full Port, Solder Connection, Locking Handle, 600 WOG
100-118-LH | JF-100S-LH | 2" | 166.5518 | 12 | 3 | 47 | 662527294326 | Brass Ball Valve, 2 Piece, Full Port, Solder Connection, Locking Handle, 600 WOG
100-119-LH | JF-100S-LH | 2-1/2” | 385.9783 | 6 |  | 44 | 662527298041 | Brass Ball Valve, 2 Piece, Full Port, Solder Connection, Locking Handle, 600 WOG
100-120-LH | JF-100S-LH | 3" | 501.5665 | 6 |  | 55 | 662527298034 | Brass Ball Valve, 2 Piece, Full Port, Solder Connection, Locking Handle, 600 WOG
100-121-LH | JF-100S-LH | 4" | 951.8636 | 2 |  | 35 | 662527304179 | Brass Ball Valve, 2 Piece, Full Port, Solder Connection, Locking Handle, 600 WOG
100-131 | JF-100TFM | 1/4" | 13.0057 | 120 | 10 | 60 | 662527292452 | Brass Ball Valve, 2 Piece, Full Port, MIP x FIP Connection, 600 WOG
100-132 | JF-100TFM | 3/8" | 13.0057 | 120 | 10 | 60 | 662527292469 | Brass Ball Valve, 2 Piece, Full Port, MIP x FIP Connection, 600 WOG
100-133 | JF-100TFM | 1/2" | 20.4641 | 100 | 10 | 50 | 662527292476 | Brass Ball Valve, 2 Piece, Full Port, MIP x FIP Connection, 600 WOG
100-134 | JF-100TFM | 3/4" | 31.395 | 80 | 10 | 60 | 662527292483 | Brass Ball Valve, 2 Piece, Full Port, MIP x FIP Connection, 600 WOG
100-135 | JF-100TFM | 1" | 49.1509 | 48 | 8 | 58 | 662527292490 | Brass Ball Valve, 2 Piece, Full Port, MIP x FIP Connection, 600 WOG
100-131-TH | JF-100TFM | 1/4" | 13.9339 | 120 | 10 | 60 | 662527292612 | Brass Ball Valve, 2 Piece, Full Port, MIP x FIP Connection, T-Handle, 600 WOG
100-132-TH | JF-100TFM | 3/8" | 14.4144 | 120 | 10 | 60 | 662527299789 | Brass Ball Valve, 2 Piece, Full Port, MIP x FIP Connection, T-Handle, 600 WOG
100-133-TH | JF-100TFM | 1/2" | 21.7199 | 100 | 10 | 50 | 662527292629 | Brass Ball Valve, 2 Piece, Full Port, MIP x FIP Connection, T-Handle, 600 WOG
100-134-TH | JF-100TFM | 3/4" | 33.1094 | 80 | 10 | 60 | 662527292636 | Brass Ball Valve, 2 Piece, Full Port, MIP x FIP Connection, T-Handle, 600 WOG
100-135-TH | JF-100TFM | 1" | 52.0884 | 48 | 8 | 58 | 662527299796 | Brass Ball Valve, 2 Piece, Full Port, MIP x FIP Connection, T-Handle, 600 WOG
100-106-20 | JF-100TS | 1-1/4" | 76.6584 | 36 | 4 | 67 |  | Brass Ball Valve, 2 Piece, Full Port, SAE Threaded Connection, 600 WOG
100-107-24 | JF-100TS | 1-1/2" | 103.3578 | 24 | 2 | 61 |  | Brass Ball Valve, 2 Piece, Full Port, SAE Threaded Connection, 600 WOG
500-803 | S-650-CE-4B | 1/2" | 321.3276 |  | 1 | 2 | 662527293503 | Medical Gas Ball Valve, 3 Piece 4 Bolt, Copper Stub Connection, Oxygen Cleaned, 600 WOG
500-804 | S-650-CE-4B | 3/4" | 446.1192 |  | 1 | 3 | 662527293510 | Medical Gas Ball Valve, 3 Piece 4 Bolt, Copper Stub Connection, Oxygen Cleaned, 600 WOG
500-805 | S-650-CE-4B | 1" | 598.6914 |  | 1 | 4 | 662527293527 | Medical Gas Ball Valve, 3 Piece 4 Bolt, Copper Stub Connection, Oxygen Cleaned, 600 WOG
500-806 | S-650-CE-4B | 1-1/4" | 744.1751 |  | 1 | 5 | 662527293534 | Medical Gas Ball Valve, 3 Piece 4 Bolt, Copper Stub Connection, Oxygen Cleaned, 600 WOG
500-807 | S-650-CE-4B | 1-1/2" | 1097.8361 |  | 1 | 7 | 662527293541 | Medical Gas Ball Valve, 3 Piece 4 Bolt, Copper Stub Connection, Oxygen Cleaned, 600 WOG
500-808 | S-650-CE-4B | 2" | 2389.5181 |  | 1 | 17 | 662527293558 | Medical Gas Ball Valve, 3 Piece 4 Bolt, Copper Stub Connection, Oxygen Cleaned, 600 WOG
500-833 | S-675-DGP-4B | 1/2" | 363.9353 |  | 1 | 2 | 662527295101 | Medical Gas Ball Valve, 3 Piece 4 Bolt, Copper Stub Connection, Double Gauge Port, Oxygen Cleaned, 600 WOG
500-834 | S-675-DGP-4B | 3/4" | 490.6231 |  | 1 | 3 | 662527295118 | Medical Gas Ball Valve, 3 Piece 4 Bolt, Copper Stub Connection, Double Gauge Port, Oxygen Cleaned, 600 WOG
500-835 | S-675-DGP-4B | 1" | 675.4736 |  | 1 | 4 | 662527295125 | Medical Gas Ball Valve, 3 Piece 4 Bolt, Copper Stub Connection, Double Gauge Port, Oxygen Cleaned, 600 WOG
500-836 | S-675-DGP-4B | 1-1/4" | 863.543 |  | 1 | 5 | 662527295132 | Medical Gas Ball Valve, 3 Piece 4 Bolt, Copper Stub Connection, Double Gauge Port, Oxygen Cleaned, 600 WOG
500-837 | S-675-DGP-4B | 1-1/2" | 1190.7684 |  | 1 | 7 | 662527295149 | Medical Gas Ball Valve, 3 Piece 4 Bolt, Copper Stub Connection, Double Gauge Port, Oxygen Cleaned, 600 WOG
500-838 | S-675-DGP-4B | 2" | 2479.485 |  | 1 | 13 | 662527295156 | Medical Gas Ball Valve, 3 Piece 4 Bolt, Copper Stub Connection, Double Gauge Port, Oxygen Cleaned, 600 WOG
500-833SS | S-675-DGP-4B-SS | 1/2" | 418.5262 |  | 1 | 2 | 662527293503 | Medical Gas Ball Valve, 3 Piece 4 Bolt, Copper Stub Connection, Oxygen Cleaned, Stainless Steel Trim, 600 WOG
500-834SS | S-675-DGP-4B-SS | 3/4" | 564.2193 |  | 1 | 3 | 662527293510 | Medical Gas Ball Valve, 3 Piece 4 Bolt, Copper Stub Connection, Oxygen Cleaned, Stainless Steel Trim, 600 WOG
500-835SS | S-675-DGP-4B-SS | 1" | 776.7951 |  | 1 | 4 | 662527293527 | Medical Gas Ball Valve, 3 Piece 4 Bolt, Copper Stub Connection, Oxygen Cleaned, Stainless Steel Trim, 600 WOG
500-836SS | S-675-DGP-4B-SS | 1-1/4" | 993.064 |  | 1 | 5 | 662527293534 | Medical Gas Ball Valve, 3 Piece 4 Bolt, Copper Stub Connection, Oxygen Cleaned, Stainless Steel Trim, 600 WOG
500-837SS | S-675-DGP-4B-SS | 1-1/2" | 1369.3903 |  | 1 | 7 | 662527293541 | Medical Gas Ball Valve, 3 Piece 4 Bolt, Copper Stub Connection, Oxygen Cleaned, Stainless Steel Trim, 600 WOG
500-838SS | S-675-DGP-4B-SS | 2" | 2851.4127 |  | 1 | 17 | 662527293558 | Medical Gas Ball Valve, 3 Piece 4 Bolt, Copper Stub Connection, Oxygen Cleaned, Stainless Steel Trim, 600 WOG
899-563 | Medical Gas Ball Valve Repair Kit | 1/2" | 8.4334 |  | 1 |  | 662527310408 | Medical Gas Ball Valves Repair Kit
899-564 | Medical Gas Ball Valve Repair Kit | 3/4" | 11.2665 |  | 1 |  | 662527310415 | Medical Gas Ball Valves Repair Kit
899-565 | Medical Gas Ball Valve Repair Kit | 1" | 19.2589 |  | 1 |  | 662527310422 | Medical Gas Ball Valves Repair Kit
899-566 | Medical Gas Ball Valve Repair Kit | 1-1/4" | 26.4576 |  | 1 |  | 662527310439 | Medical Gas Ball Valves Repair Kit
899-567 | Medical Gas Ball Valve Repair Kit | 1-1/2" | 39.1352 |  | 1 |  | 662527310446 | Medical Gas Ball Valves Repair Kit
899-568 | Medical Gas Ball Valve Repair Kit | 2" | 58.0083 |  | 1 |  | 662527310453 | Medical Gas Ball Valves Repair Kit
101-401 | T-204 | 1/4" | 20.606 | 120 | 12 | 44 | 662527291219 | Gas Ball Valve, 2 Piece, 600 WOG
101-402 | T-204 | 3/8" | 21.8072 | 120 | 12 | 40 | 662527291226 | Gas Ball Valve, 2 Piece, 600 WOG
101-403 | T-204 | 1/2" | 15.9432 | 48 | 12 | 49 | 662527291233 | Gas Ball Valve, 2 Piece, 600 WOG
101-404 | T-204 | 3/4" | 26.4592 | 48 | 12 | 56 | 662527291257 | Gas Ball Valve, 2 Piece, 600 WOG
101-411 | T-204 | 1/4" | 20.606 | 120 | 12 | 44 | 662527291271 | Gas Ball Valve, 2 Piece, Teardrop Handle, 600 WOG
101-412 | T-204 | 3/8" | 21.8072 | 120 | 12 | 38 | 662527291288 | Gas Ball Valve, 2 Piece, Teardrop Handle, 600 WOG
101-413 | T-204 | 1/2" | 15.9432 | 72 | 12 | 49 | 662527291295 | Gas Ball Valve, 2 Piece, Teardrop Handle, 600 WOG
101-414 | T-204 | 3/4" | 26.4592 | 48 | 12 | 56 | 662527291318 | Gas Ball Valve, 2 Piece, Teardrop Handle, 600 WOG
101-404BRT | T-204 | 3/4” | 40.262 | 60 | 6 | 52 | 662527291264 | Gas Ball Valve, 2 Piece, 600 WOG
101-502 | T-204 | 3/8" x 1/2" | 21.436 | 84 | 14 | 34 | 662527291332 | Gas Ball Valve, 2 Piece, 600 WOG
101-503 | T-204 | 1/2" x 1/2" | 21.436 | 140 | 14 | 61 | 662527291349 | Gas Ball Valve, 2 Piece, 600 WOG
101-504 | T-204 | 5/8" x 3/4" | 30.576 | 48 | 8 | 31 | 662527292315 | Gas Ball Valve, 2 Piece, 600 WOG
101-512 | T-204 | 3/8" x 1/2" | 21.436 | 140 | 14 | 55 | 662527291356 | Gas Ball Valve, 2 Piece, Teardrop Handle, 600 WOG
101-513 | T-204 | 1/2" x 1/2" | 21.436 | 140 | 14 | 60 | 662527291363 | Gas Ball Valve, 2 Piece, Teardrop Handle, 600 WOG
101-601 | T-204 | 1/2" x 3/8" | 23.62 | 48 | 12 | 52 | 662527291370 | Gas Ball Valve, 2 Piece, 600 WOG
101-602 | T-204 | 3/8" x 3/8" | 21.436 | 72 | 12 | 48 | 662527291387 | Gas Ball Valve, 2 Piece, 600 WOG
101-603 | T-204 | 1/2" x 1/2" | 21.436 | 48 | 12 | 54 | 662527291394 | Gas Ball Valve, 2 Piece, 600 WOG
101-604 | T-204 | 5/8" x 5/8" | 31.4168 | 80 | 8 | 51 | 662527291400 | Gas Ball Valve, 2 Piece, 600 WOG
101-612 | T-204 | 3/8" x 3/8" | 21.436 | 120 | 12 | 47 | 662527291417 | Gas Ball Valve, 2 Piece, Teardrop Handle, 600 WOG
101-613 | T-204 | 1/2" x 1/2" | 21.436 | 120 | 12 | 54 | 662527291424 | Gas Ball Valve, 2 Piece, Teardrop Handle, 600 WOG
101-614 | T-204 | 5/8" x 5/8" | 31.4168 | 80 | 8 | 51 | 662527291431 | Gas Ball Valve, 2 Piece, Teardrop Handle, 600 WOG
101-702 | T-204 | 1/2" x 3/8" | 21.436 | 72 | 12 | 51 | 662527291448 | Gas Ball Valve, 2 Piece, 600 WOG
101-703 | T-204 | 1/2" x 1/2" | 21.436 | 72 | 12 | 31 | 662527291455 | Gas Ball Valve, 2 Piece, 600 WOG
101-712 | T-204 | 1/2" x 3/8" | 21.436 | 120 | 12 | 51 | 662527328687 | Gas Ball Valve, 2 Piece, Teardrop Handle, 600 WOG
101-713 | T-204 | 1/2" x 1/2" | 21.436 | 120 | 12 | 52 | 662527328694 | Gas Ball Valve, 2 Piece, Teardrop Handle, 600 WOG
101-513DU | T-204DU | 1/2" x 1/2" | 31.941 | 48 | 8 | 35 | 662527297433 | Gas Ball Valve, 2 Piece, Integrated Dielectric Union End, 600 WOG
101-403DU | T-204DU | 1/2" x 1/2" | 31.941 | 48 | 8 | 32 | 662527297648 | Gas Ball Valve, 2 Piece, Integrated Dielectric Union End, 600 WOG
101-404DU | T-204DU | 3/4" x 3/4" | 53.4425 | 40 | 4 | 43 | 662527297655 | Gas Ball Valve, 2 Piece, Integrated Dielectric Union End, 600 WOG
101-703DU | T-204DU | 1/2" x 1/2" | 32.3014 | 60 | 6 | 46 | 662527297778 | Gas Ball Valve, 2 Piece, Integrated Dielectric Union End, 600 WOG
101-704DU | T-204DU | 3/4" x 5/8" | 54.2396 | 40 | 8 | 44 | 662527304209 | Gas Ball Valve, 2 Piece, Integrated Dielectric Union End, 600 WOG
101-803DU | T-204DU | 1/2" x 1/2" | 32.3014 | 36 | 6 | 28 | 662527297761 | Gas Ball Valve, 2 Piece, Integrated Dielectric Union End, 600 WOG
101-804DU | T-204DU | 3/4" x 3/4" | 54.2396 | 40 | 8 | 47 | 662527297754 | Gas Ball Valve, 2 Piece, Integrated Dielectric Union End, 600 WOG
102-301 | T-203 | 1/4" | 27.6713 | 100 | 10 | 44 | 662527291462 | Gas Ball Valve, 2 Piece, Side Tap, 600 WOG
102-302 | T-203 | 3/8" | 27.6713 | 100 | 10 | 40 | 662527291479 | Gas Ball Valve, 2 Piece, Side Tap, 600 WOG
102-303 | T-203 | 1/2" | 27.6713 | 60 | 10 | 47 | 662527291486 | Gas Ball Valve, 2 Piece, Side Tap, 600 WOG
102-304 | T-203 | 3/4" | 35.1406 | 48 | 12 | 61 | 662527291493 | Gas Ball Valve, 2 Piece, Side Tap, 600 WOG
102-402 | T-203 | 3/8" | 33.2077 | 120 | 12 | 51 | 662527291509 | Gas Ball Valve, 2 Piece, Side Tap, 600 WOG
102-403 | T-203 | 1/2" | 33.2077 | 48 | 12 | 57 | 662527291516 | Gas Ball Valve, 2 Piece, Side Tap, 600 WOG
102-404 | T-203 | 5/8" | 46.3772 | 80 | 8 | 54 | 662527291523 | Gas Ball Valve, 2 Piece, Side Tap, 600 WOG
102-405 | T-203 | 1/2" | 41.1466 | 100 | 10 | 50 | 662527291530 | Gas Ball Valve, 2 Piece, Side Tap, 600 WOG
102-403DU | T-203DU | 1/2” | 38.4493 | 60 | 6 | 48 | 662527301581 | Gas Ball Valve, 2 Piece, Integrated Dielectric Union End, Side Tap, 600 WOG
102-313DU | T-203DU | 1/2” | 34.6273 | 60 | 6 | 43 | 662527301567 | Gas Ball Valve, 2 Piece, Integrated Dielectric Union End, Side Tap, 600 WOG
102-314DU | T-203DU | 3/4” | 50.3084 | 40 | 4 | 44 | 662527301574 | Gas Ball Valve, 2 Piece, Integrated Dielectric Union End, Side Tap, 600 WOG
102-413DU | T-203DU | 1/2” | 38.4493 | 60 | 6 | 42 | 662527303790 | Gas Ball Valve, 2 Piece, Integrated Dielectric Union End, Side Tap, 600 WOG
102-513 | T-205 | 1/2" | 15.9323 | 120 | 12 | 49 | 662527291578 | Gas Ball Valve, 2 Piece, Threaded Connection, 400 WOG
102-514 | T-205 | 3/4" | 22.2768 | 100 | 10 | 58 | 662527291585 | Gas Ball Valve, 2 Piece, Threaded Connection, 400 WOG
102-503 | T-205 | 1/2" | 15.9323 | 84 | 14 | 36 | 662527291547 | Gas Ball Valve, 2 Piece, Threaded Connection, 400 WOG
102-504 | T-205 | 3/4" | 22.2768 | 100 | 10 | 59 | 662527291554 | Gas Ball Valve, 2 Piece, Threaded Connection, 400 WOG
102-505 | T-205 | 1" | 36.3308 | 40 | 10 | 38 | 662527291561 | Gas Ball Valve, 2 Piece, Threaded Connection, 400 WOG
102-603 | T-2005C | 1/2" | 13.8466 | 100 | 10 | 35 | 662527290250 | Gas Ball Valve, 2 Piece, Threaded Connection, 175 WOG
102-604 | T-2005C | 3/4" | 20.6716 | 100 | 10 | 52 | 662527290267 | Gas Ball Valve, 2 Piece, Threaded Connection, 175 WOG
102-605 | T-2005C | 1" | 33.1422 | 60 | 6 | 51 | 662527290274 | Gas Ball Valve, 2 Piece, Threaded Connection, 175 WOG
102-623 | T-2005C | 1/2" | 13.8466 | 100 | 10 | 34 | 662527306371 | Gas Ball Valve, 2 Piece, Threaded Connection, 175 WOG
102-624 | T-2005C | 3/4" | 20.6716 | 100 | 10 | 48 | 662527306388 | Gas Ball Valve, 2 Piece, Threaded Connection, 175 WOG
102-625 | T-2005C | 1" | 33.1422 | 60 | 6 | 52 | 662527306395 | Gas Ball Valve, 2 Piece, Threaded Connection, 175 WOG
102-612 | T-2004C | 3/8" | 14.2288 | 100 | 10 | 31 | 662527290281 | Gas Ball Valve, 2 Piece, Flare x Flare Connection, 175 WOG
102-613 | T-2004C | 1/2" | 15.976 | 100 | 10 | 38 | 662527290298 | Gas Ball Valve, 2 Piece, Flare x Flare Connection, 175 WOG
102-614 | T-2004C | 5/8" | 22.9211 | 60 | 10 | 51 | 662527290304 | Gas Ball Valve, 2 Piece, Flare x Flare Connection, 175 WOG
102-633 | T-2004C | 1/2" | 15.2116 | 100 | 10 | 38 | 662527306401 | Gas Ball Valve, 2 Piece, Flare x FIP Connection, 175 WOG
100-971 | T-CS-1001N-SS | 1/4" | 51.9829 | 80 | 10 | 51 | 662527300317 | Carbon Steel Ball Valve, 2 Piece, Full Port, Threaded Connection, Stainless Steel Trim, 1000 WOG
100-972 | T-CS-1001N-SS | 3/8" | 51.9829 | 80 | 10 | 50 | 662527300324 | Carbon Steel Ball Valve, 2 Piece, Full Port, Threaded Connection, Stainless Steel Trim, 1000 WOG
100-973 | T-CS-1001N-SS | 1/2" | 58.1049 | 60 | 10 | 47 | 662527300331 | Carbon Steel Ball Valve, 2 Piece, Full Port, Threaded Connection, Stainless Steel Trim, 1000 WOG
100-974 | T-CS-1001N-SS | 3/4" | 84.0178 | 30 | 10 | 47 | 662527300348 | Carbon Steel Ball Valve, 2 Piece, Full Port, Threaded Connection, Stainless Steel Trim, 1000 WOG
100-975 | T-CS-1001N-SS | 1" | 115.0747 | 20 | 10 | 47 | 662527300355 | Carbon Steel Ball Valve, 2 Piece, Full Port, Threaded Connection, Stainless Steel Trim, 1000 WOG
100-976 | T-CS-1001N-SS | 1-1/4" | 172.8053 | 16 | 4 | 58 | 662527300362 | Carbon Steel Ball Valve, 2 Piece, Full Port, Threaded Connection, Stainless Steel Trim, 1000 WOG
100-977 | T-CS-1001N-SS | 1-1/2" | 223.4599 | 8 | 4 | 46 | 662527300379 | Carbon Steel Ball Valve, 2 Piece, Full Port, Threaded Connection, Stainless Steel Trim, 1000 WOG
100-978 | T-CS-1001N-SS | 2" | 320.555 | 6 | 2 | 52 | 662527300386 | Carbon Steel Ball Valve, 2 Piece, Full Port, Threaded Connection, Stainless Steel Trim, 1000 WOG
100-951 | T-CS-2000N-SS | 1/4" | 56.2936 | 80 | 10 | 44 | 662527300393 | Carbon Steel Ball Valve, 2 Piece, Standard Port, Threaded Connection, Stainless Steel Trim, 2000 WOG
100-952 | T-CS-2000N-SS | 3/8" | 56.2936 | 80 | 10 | 45 | 662527300409 | Carbon Steel Ball Valve, 2 Piece, Standard Port, Threaded Connection, Stainless Steel Trim, 2000 WOG
100-953 | T-CS-2000N-SS | 1/2" | 60.9546 | 80 | 10 | 56 | 662527300416 | Carbon Steel Ball Valve, 2 Piece, Standard Port, Threaded Connection, Stainless Steel Trim, 2000 WOG
100-954 | T-CS-2000N-SS | 3/4" | 88.7392 | 30 | 10 | 43 | 662527300423 | Carbon Steel Ball Valve, 2 Piece, Standard Port, Threaded Connection, Stainless Steel Trim, 2000 WOG
100-955 | T-CS-2000N-SS | 1" | 111.416 | 30 | 10 | 57 | 662527300430 | Carbon Steel Ball Valve, 2 Piece, Standard Port, Threaded Connection, Stainless Steel Trim, 2000 WOG
100-956 | T-CS-2000N-SS | 1-1/4" | 161.4911 | 20 | 5 | 53 | 662527300447 | Carbon Steel Ball Valve, 2 Piece, Standard Port, Threaded Connection, Stainless Steel Trim, 2000 WOG
100-957 | T-CS-2000N-SS | 1-1/2" | 216.9757 | 15 | 5 | 58 | 662527300454 | Carbon Steel Ball Valve, 2 Piece, Standard Port, Threaded Connection, Stainless Steel Trim, 2000 WOG
100-958 | T-CS-2000N-SS | 2" | 298.2163 | 10 | 5 | 58 | 662527300461 | Carbon Steel Ball Valve, 2 Piece, Standard Port, Threaded Connection, Stainless Steel Trim, 2000 WOG
500-403 | T-CS-1000N-SS-4B | 1/2" | 73.8192 |  | 10 |  | 662527302809 | Carbon Steel Ball Valve, 3 Piece 4 Bolt, Swing Out Body, Full Port, Threaded Connection, Stainless Steel Trim, 1000 WOG
500-404 | T-CS-1000N-SS-4B | 3/4" | 97.9852 |  | 10 |  | 662527302816 | Carbon Steel Ball Valve, 3 Piece 4 Bolt, Swing Out Body, Full Port, Threaded Connection, Stainless Steel Trim, 1000 WOG
500-405 | T-CS-1000N-SS-4B | 1" | 130.9417 |  | 8 |  | 662527302823 | Carbon Steel Ball Valve, 3 Piece 4 Bolt, Swing Out Body, Full Port, Threaded Connection, Stainless Steel Trim, 1000 WOG
500-406 | T-CS-1000N-SS-4B | 1-1/4" | 199.8032 |  | 5 |  | 662527302830 | Carbon Steel Ball Valve, 3 Piece 4 Bolt, Swing Out Body, Full Port, Threaded Connection, Stainless Steel Trim, 1000 WOG
500-407 | T-CS-1000N-SS-4B | 1-1/2" | 261.9599 |  | 5 |  | 662527302847 | Carbon Steel Ball Valve, 3 Piece 4 Bolt, Swing Out Body, Full Port, Threaded Connection, Stainless Steel Trim, 1000 WOG
500-408 | T-CS-1000N-SS-4B | 2" | 383.3357 |  | 2 |  | 662527302854 | Carbon Steel Ball Valve, 3 Piece 4 Bolt, Swing Out Body, Full Port, Threaded Connection, Stainless Steel Trim, 1000 WOG
500-503 | S-CS-1000N-SS-4B | 1/2" | 73.8192 |  | 10 |  | 662527302861 | Carbon Steel Ball Valve, 3 Piece 4 Bolt, Swing Out Body, Full Port, Socket Weld Connection, Stainless Steel Trim, 1000 WOG
500-504 | S-CS-1000N-SS-4B | 3/4" | 97.9852 |  | 10 |  | 662527302878 | Carbon Steel Ball Valve, 3 Piece 4 Bolt, Swing Out Body, Full Port, Socket Weld Connection, Stainless Steel Trim, 1000 WOG
500-505 | S-CS-1000N-SS-4B | 1" | 130.9417 |  | 8 |  | 662527302885 | Carbon Steel Ball Valve, 3 Piece 4 Bolt, Swing Out Body, Full Port, Socket Weld Connection, Stainless Steel Trim, 1000 WOG
500-506 | S-CS-1000N-SS-4B | 1-1/4" | 199.8032 |  | 5 |  | 662527302892 | Carbon Steel Ball Valve, 3 Piece 4 Bolt, Swing Out Body, Full Port, Socket Weld Connection, Stainless Steel Trim, 1000 WOG
500-507 | S-CS-1000N-SS-4B | 1-1/2" | 261.9599 |  | 5 |  | 662527302908 | Carbon Steel Ball Valve, 3 Piece 4 Bolt, Swing Out Body, Full Port, Socket Weld Connection, Stainless Steel Trim, 1000 WOG
500-508 | S-CS-1000N-SS-4B | 2" | 383.3357 |  | 2 |  | 662527302915 | Carbon Steel Ball Valve, 3 Piece 4 Bolt, Swing Out Body, Full Port, Socket Weld Connection, Stainless Steel Trim, 1000 WOG
601-613 | T-CS-2001N-SS-4B | 1/2" | 112.7708 |  | 10 |  | 662527303455 | Carbon Steel Ball Valve, 3 Piece 4 Bolt Enclosed, Standard Port, Threaded Connection, Stainless Steel Trim, 2000 WOG
601-614 | T-CS-2001N-SS-4B | 3/4" | 138.2254 |  | 10 |  | 662527303462 | Carbon Steel Ball Valve, 3 Piece 4 Bolt Enclosed, Standard Port, Threaded Connection, Stainless Steel Trim, 2000 WOG
601-615 | T-CS-2001N-SS-4B | 1" | 192.1592 |  | 8 |  | 662527303479 | Carbon Steel Ball Valve, 3 Piece 4 Bolt Enclosed, Standard Port, Threaded Connection, Stainless Steel Trim, 2000 WOG
601-616 | T-CS-2001N-SS-4B | 1-1/4" | 323.6797 |  | 5 |  | 662527303486 | Carbon Steel Ball Valve, 3 Piece 4 Bolt Enclosed, Standard Port, Threaded Connection, Stainless Steel Trim, 2000 WOG
601-617 | T-CS-2001N-SS-4B | 1-1/2" | 348.0204 |  | 5 |  | 662527303493 | Carbon Steel Ball Valve, 3 Piece 4 Bolt Enclosed, Standard Port, Threaded Connection, Stainless Steel Trim, 2000 WOG
601-618 | T-CS-2001N-SS-4B | 2" | 503.5321 |  | 2 |  | 662527303509 | Carbon Steel Ball Valve, 3 Piece 4 Bolt Enclosed, Standard Port, Threaded Connection, Stainless Steel Trim, 2000 WOG
601-633 | S-CS-2001N-SS-4B | 1/2" | 112.7708 |  | 10 |  | 662527303578 | Carbon Steel Ball Valve, 3 Piece 4 Bolt Enclosed, Standard Port, Socket Weld Connection, Stainless Steel Trim, 2000 WOG
601-634 | S-CS-2001N-SS-4B | 3/4" | 138.2254 |  | 10 |  | 662527303820 | Carbon Steel Ball Valve, 3 Piece 4 Bolt Enclosed, Standard Port, Socket Weld Connection, Stainless Steel Trim, 2000 WOG
601-635 | S-CS-2001N-SS-4B | 1" | 192.1592 |  | 8 |  | 662527303837 | Carbon Steel Ball Valve, 3 Piece 4 Bolt Enclosed, Standard Port, Socket Weld Connection, Stainless Steel Trim, 2000 WOG
601-636 | S-CS-2001N-SS-4B | 1-1/4" | 323.6797 |  | 6 |  | 662527303585 | Carbon Steel Ball Valve, 3 Piece 4 Bolt Enclosed, Standard Port, Socket Weld Connection, Stainless Steel Trim, 2000 WOG
601-637 | S-CS-2001N-SS-4B | 1-1/2" | 348.0204 |  | 5 |  | 662527303592 | Carbon Steel Ball Valve, 3 Piece 4 Bolt Enclosed, Standard Port, Socket Weld Connection, Stainless Steel Trim, 2000 WOG
601-638 | S-CS-2001N-SS-4B | 2" | 503.5321 |  | 2 |  | 662527303608 | Carbon Steel Ball Valve, 3 Piece 4 Bolt Enclosed, Standard Port, Socket Weld Connection, Stainless Steel Trim, 2000 WOG
100-992 | T-CS-2002N-SS-DUE | 3/8” | 167.9824 |  | 10 |  | 662527301338 | Carbon Steel Ball Valve, 5 Piece, Full Port, Threaded Connection, Double Union End, Stainless Steel Trim, 3000 WOG
100-993 | T-CS-2002N-SS-DUE | 1/2" | 167.9824 |  | 10 |  | 662527301345 | Carbon Steel Ball Valve, 5 Piece, Full Port, Threaded Connection, Double Union End, Stainless Steel Trim, 3000 WOG
100-994 | T-CS-2002N-SS-DUE | 3/4" | 212.7544 |  | 8 |  | 662527301352 | Carbon Steel Ball Valve, 5 Piece, Full Port, Threaded Connection, Double Union End, Stainless Steel Trim, 3000 WOG
100-995 | T-CS-2002N-SS-DUE | 1" | 267.0923 |  | 8 |  | 662527301369 | Carbon Steel Ball Valve, 5 Piece, Full Port, Threaded Connection, Double Union End, Stainless Steel Trim, 3000 WOG
100-996 | T-CS-2002N-SS-DUE | 1-1/4" | 404.4877 |  | 6 |  | 662527301376 | Carbon Steel Ball Valve, 5 Piece, Full Port, Threaded Connection, Double Union End, Stainless Steel Trim, 3000 WOG
100-997 | T-CS-2002N-SS-DUE | 1-1/2" | 526.2457 |  | 4 |  | 662527301383 | Carbon Steel Ball Valve, 5 Piece, Full Port, Threaded Connection, Double Union End, Stainless Steel Trim, 3000 WOG
100-998 | T-CS-2002N-SS-DUE | 2" | 728.1565 |  | 2 |  | 662527301390 | Carbon Steel Ball Valve, 5 Piece, Full Port, Threaded Connection, Double Union End, Stainless Steel Trim, 3000 WOG
101-992 | S-CS-2002N-SS-DUE | 3/8” | 167.9824 |  | 10 |  | 662527301499 | Carbon Steel Ball Valve, 5 Piece, Full Port, Socket Weld Connection, Double Union End, Stainless Steel Trim, 3000 WOG
101-993 | S-CS-2002N-SS-DUE | 1/2" | 167.9824 |  | 10 |  | 662527301505 | Carbon Steel Ball Valve, 5 Piece, Full Port, Socket Weld Connection, Double Union End, Stainless Steel Trim, 3000 WOG
101-994 | S-CS-2002N-SS-DUE | 3/4" | 212.7544 |  | 8 |  | 662527301512 | Carbon Steel Ball Valve, 5 Piece, Full Port, Socket Weld Connection, Double Union End, Stainless Steel Trim, 3000 WOG
101-995 | S-CS-2002N-SS-DUE | 1" | 267.0923 |  | 8 |  | 662527301529 | Carbon Steel Ball Valve, 5 Piece, Full Port, Socket Weld Connection, Double Union End, Stainless Steel Trim, 3000 WOG
101-996 | S-CS-2002N-SS-DUE | 1-1/4" | 404.4877 |  | 6 |  | 662527301536 | Carbon Steel Ball Valve, 5 Piece, Full Port, Socket Weld Connection, Double Union End, Stainless Steel Trim, 3000 WOG
101-997 | S-CS-2002N-SS-DUE | 1-1/2" | 526.2457 |  | 4 |  | 662527301543 | Carbon Steel Ball Valve, 5 Piece, Full Port, Socket Weld Connection, Double Union End, Stainless Steel Trim, 3000 WOG
101-998 | S-CS-2002N-SS-DUE | 2" | 728.1565 |  | 2 |  | 662527301550 | Carbon Steel Ball Valve, 5 Piece, Full Port, Socket Weld Connection, Double Union End, Stainless Steel Trim, 3000 WOG
600-203 | FL-CS-100-150 | 1/2” | 202.2275 |  | 2 |  | 662527303233 | Carbon Steel Ball Valve, 2 Piece, Full Port, Flanged Connection, Stainless Steel Trim, Class 150
600-204 | FL-CS-100-150 | 3/4” | 226.4808 |  | 2 |  | 662527303240 | Carbon Steel Ball Valve, 2 Piece, Full Port, Flanged Connection, Stainless Steel Trim, Class 150
600-205 | FL-CS-100-150 | 1” | 289.3145 |  | 2 |  | 662527303257 | Carbon Steel Ball Valve, 2 Piece, Full Port, Flanged Connection, Stainless Steel Trim, Class 150
600-207 | FL-CS-100-150 | 1-1/2” | 472.2136 |  | 2 |  | 662527303264 | Carbon Steel Ball Valve, 2 Piece, Full Port, Flanged Connection, Stainless Steel Trim, Class 150
600-208 | FL-CS-100-150 | 2" | 619.8847 |  | 2 |  | 662527303271 | Carbon Steel Ball Valve, 2 Piece, Full Port, Flanged Connection, Stainless Steel Trim, Class 150
600-209 | FL-CS-100-150 | 2-1/2” | 879.4313 |  | 1 |  | 662527303288 | Carbon Steel Ball Valve, 2 Piece, Full Port, Flanged Connection, Stainless Steel Trim, Class 150
600-210 | FL-CS-100-150 | 3" | 1333.5504 |  | 1 |  | 662527303295 | Carbon Steel Ball Valve, 2 Piece, Full Port, Flanged Connection, Stainless Steel Trim, Class 150
600-211 | FL-CS-100-150 | 4" | 2031.3384 |  | 1 |  | 662527303301 | Carbon Steel Ball Valve, 2 Piece, Full Port, Flanged Connection, Stainless Steel Trim, Class 150
600-212 | FL-CS-100-150 | 6" | 4179.6628 |  | 1 |  | 662527303318 | Carbon Steel Ball Valve, 2 Piece, Full Port, Flanged Connection, Stainless Steel Trim, Class 150
600-213 | FL-CS-100-150 | 8" | 8847.1001 |  | 1 |  | 662527303325 | Carbon Steel Ball Valve, 2 Piece, Full Port, Flanged Connection, Stainless Steel Trim, Class 150
600-214 | FL-CS-100-150 | 10" | 17957.94 |  | 1 |  | 662527303332 | Carbon Steel Ball Valve, 2 Piece, Full Port, Flanged Connection, Stainless Steel Trim, Class 150
600-215 | FL-CS-100-150 | 12" | 35260.732 |  | 1 |  | 662527303349 | Carbon Steel Ball Valve, 2 Piece, Full Port, Flanged Connection, Stainless Steel Trim, Class 150
600-228 | FL-CS-100-300 | 2" | 817.0453 |  | 1 |  | 662527303356 | Carbon Steel Ball Valve, 2 Piece, Full Port, Flanged Connection, Stainless Steel Trim, Class 300
600-230 | FL-CS-100-300 | 3" | 1677.6505 |  | 1 |  | 662527303363 | Carbon Steel Ball Valve, 2 Piece, Full Port, Flanged Connection, Stainless Steel Trim, Class 300
600-231 | FL-CS-100-300 | 4" | 2783.0384 |  | 1 |  | 662527303370 | Carbon Steel Ball Valve, 2 Piece, Full Port, Flanged Connection, Stainless Steel Trim, Class 300
600-232 | FL-CS-100-300 | 6" | 4984.9472 |  |  |  | 662527303387 | Carbon Steel Ball Valve, 2 Piece, Full Port, Flanged Connection, Stainless Steel Trim, Class 300
600-233 | FL-CS-100-300 | 8" | 9879.8372 |  |  |  | 662527303394 | Carbon Steel Ball Valve, 2 Piece, Full Port, Flanged Connection, Stainless Steel Trim, Class 300
100-961 | T-SS-1001N | 1/4" | 59.6144 | 80 | 10 | 53 | 662527300232 | Stainless Steel Ball Valve, 2 Piece, Full Port, Threaded Connection, 1000 WOG
100-962 | T-SS-1001N | 3/8" | 59.6144 | 80 | 10 | 50 | 662527300249 | Stainless Steel Ball Valve, 2 Piece, Full Port, Threaded Connection, 1000 WOG
100-963 | T-SS-1001N | 1/2" | 66.8266 | 60 | 10 | 49 | 662527300256 | Stainless Steel Ball Valve, 2 Piece, Full Port, Threaded Connection, 1000 WOG
100-964 | T-SS-1001N | 3/4" | 94.8364 | 30 | 10 | 47 | 662527300263 | Stainless Steel Ball Valve, 2 Piece, Full Port, Threaded Connection, 1000 WOG
100-965 | T-SS-1001N | 1" | 132.5873 | 20 | 10 | 46 | 662527300270 | Stainless Steel Ball Valve, 2 Piece, Full Port, Threaded Connection, 1000 WOG
100-966 | T-SS-1001N | 1-1/4" | 201.3871 | 16 | 4 | 58 | 662527300287 | Stainless Steel Ball Valve, 2 Piece, Full Port, Threaded Connection, 1000 WOG
100-967 | T-SS-1001N | 1-1/2" | 266.558 | 8 | 4 | 44 | 662527300294 | Stainless Steel Ball Valve, 2 Piece, Full Port, Threaded Connection, 1000 WOG
100-968 | T-SS-1001N | 2" | 372.4623 | 6 | 2 | 49 | 662527300300 | Stainless Steel Ball Valve, 2 Piece, Full Port, Threaded Connection, 1000 WOG
100-931 | T-SS-2000N | 1/4" | 61.8946 | 80 | 10 | 45 | 662527297891 | Stainless Steel Ball Valve, 2 Piece, Standard Port, Threaded Connection, 2000 WOG
100-932 | T-SS-2000N | 3/8" | 61.8946 | 80 | 10 | 42 | 662527297907 | Stainless Steel Ball Valve, 2 Piece, Standard Port, Threaded Connection, 2000 WOG
100-933 | T-SS-2000N | 1/2" | 66.1534 | 80 | 10 | 56 | 662527297914 | Stainless Steel Ball Valve, 2 Piece, Standard Port, Threaded Connection, 2000 WOG
100-934 | T-SS-2000N | 3/4" | 98.6731 | 30 | 10 | 43 | 662527297921 | Stainless Steel Ball Valve, 2 Piece, Standard Port, Threaded Connection, 2000 WOG
100-935 | T-SS-2000N | 1" | 124.1495 | 30 | 10 | 58 | 662527297938 | Stainless Steel Ball Valve, 2 Piece, Standard Port, Threaded Connection, 2000 WOG
100-936 | T-SS-2000N | 1-1/4" | 187.0378 | 20 | 5 | 53 | 662527297945 | Stainless Steel Ball Valve, 2 Piece, Standard Port, Threaded Connection, 2000 WOG
100-937 | T-SS-2000N | 1-1/2" | 254.6326 | 15 | 5 | 58 | 662527297952 | Stainless Steel Ball Valve, 2 Piece, Standard Port, Threaded Connection, 2000 WOG
100-938 | T-SS-2000N | 2" | 347.7583 | 10 | 5 | 58 | 662527297969 | Stainless Steel Ball Valve, 2 Piece, Standard Port, Threaded Connection, 2000 WOG
101-941 | T-SS-2000N-FP | 1/4" | 63.6636 | 36 | 25 |  | 662527316622 | Stainless Steel Ball Valve, 2 Piece, Full Port, Threaded Connection, 2000 WOG
101-942 | T-SS-2000N-FP | 3/8" | 63.6636 | 36 | 23 |  | 662527316639 | Stainless Steel Ball Valve, 2 Piece, Full Port, Threaded Connection, 2000 WOG
101-943 | T-SS-2000N-FP | 1/2" | 68.0425 | 70 | 55 |  | 662527316646 | Stainless Steel Ball Valve, 2 Piece, Full Port, Threaded Connection, 2000 WOG
101-944 | T-SS-2000N-FP | 3/4" | 101.4905 | 40 | 51 |  | 662527316653 | Stainless Steel Ball Valve, 2 Piece, Full Port, Threaded Connection, 2000 WOG
101-945 | T-SS-2000N-FP | 1" | 127.6985 | 25 | 49 |  | 662527316660 | Stainless Steel Ball Valve, 2 Piece, Full Port, Threaded Connection, 2000 WOG
101-946 | T-SS-2000N-FP | 1-1/4" | 192.3886 | 18 | 53 |  | 662527316677 | Stainless Steel Ball Valve, 2 Piece, Full Port, Threaded Connection, 2000 WOG
101-947 | T-SS-2000N-FP | 1-1/2" | 284.9465 | 10 | 47 |  | 662527316684 | Stainless Steel Ball Valve, 2 Piece, Full Port, Threaded Connection, 2000 WOG
101-948 | T-SS-2000N-FP | 2" | 407.3706 | 7 | 51 |  | 662527316691 | Stainless Steel Ball Valve, 2 Piece, Full Port, Threaded Connection, 2000 WOG
101-949 | T-SS-2000N-FP | 2-1/2" | 1219.076 | 3 | 41 |  | 662527316707 | Stainless Steel Ball Valve, 2 Piece, Full Port, Threaded Connection, 2000 WOG
101-950 | T-SS-2000N-FP | 3" | 1784.732 | 1 | 23 |  | 662527316714 | Stainless Steel Ball Valve, 2 Piece, Full Port, Threaded Connection, 2000 WOG
101-951 | T-SS-2000N-FP | 4" | 2141.6741 | 1 | 47 |  | 662527316721 | Stainless Steel Ball Valve, 2 Piece, Full Port, Threaded Connection, 2000 WOG
101-931 | T-SS-2000N-MF | 1/4" | 83.2104 | 80 | 10 | 44 | 662527304230 | Stainless Steel Ball Valve, 2 Piece, Standard Port, MIP x FIP Connection, 2000 WOG
101-933 | T-SS-2000N-MF | 1/2" | 98.0725 | 80 | 10 | 56 | 662527300546 | Stainless Steel Ball Valve, 2 Piece, Standard Port, MIP x FIP Connection, 2000 WOG
101-934 | T-SS-2000N-MF | 3/4" | 137.1224 | 30 | 10 | 43 | 662527304988 | Stainless Steel Ball Valve, 2 Piece, Standard Port, MIP x FIP Connection, 2000 WOG
101-935 | T-SS-2000N-MF | 1" | 177.4063 | 30 | 10 | 57 | 662527304995 | Stainless Steel Ball Valve, 2 Piece, Standard Port, MIP x FIP Connection, 2000 WOG
100-931-DH | T-SS-2000N-DH | 1/4" | 256.0303 | 10 |  | 13 | 662527297846 | Stainless Steel Ball Valve, 2 Piece, Standard Port, Threaded Connection, Spring Return Handle, 2000 WOG
100-932-DH | T-SS-2000N-DH | 3/8" | 256.0303 | 10 |  | 13 | 662527297853 | Stainless Steel Ball Valve, 2 Piece, Standard Port, Threaded Connection, Spring Return Handle, 2000 WOG
100-933-DH | T-SS-2000N-DH | 1/2" | 261.4794 | 10 |  | 14 | 662527297860 | Stainless Steel Ball Valve, 2 Piece, Standard Port, Threaded Connection, Spring Return Handle, 2000 WOG
100-934-DH | T-SS-2000N-DH | 3/4" | 335.7463 | 8 |  | 17 | 662527297877 | Stainless Steel Ball Valve, 2 Piece, Standard Port, Threaded Connection, Spring Return Handle, 2000 WOG
100-935-DH | T-SS-2000N-DH | 1" | 385.334 | 8 |  | 22 | 662527297884 | Stainless Steel Ball Valve, 2 Piece, Standard Port, Threaded Connection, Spring Return Handle, 2000 WOG
100-936-DH | T-SS-2000N-DH | 1-1/4" | 635.3256 | 1 |  | 3 | 662527300188 | Stainless Steel Ball Valve, 2 Piece, Standard Port, Threaded Connection, Spring Return Handle, 2000 WOG
100-937-DH | T-SS-2000N-DH | 1-1/2" | 901.4023 | 1 |  | 4 | 662527300195 | Stainless Steel Ball Valve, 2 Piece, Standard Port, Threaded Connection, Spring Return Handle, 2000 WOG
100-938-DH | T-SS-2000N-DH | 2" | 1239.016 | 1 |  | 5 | 662527300201 | Stainless Steel Ball Valve, 2 Piece, Standard Port, Threaded Connection, Spring Return Handle, 2000 WOG
500-203 | T-SS-1050N-3L | 1/2" | 412.0553 | 10 | 50 | 64 | 662527315182 | Stainless Steel Ball Valve, 2 Piece, Reduced Port, 3-Way Dispenser, Threaded Connection, 1000 WOG
500-204 | T-SS-1050N-3L | 3/4" | 524.4548 | 10 | 50 | 82 | 662527315199 | Stainless Steel Ball Valve, 2 Piece, Reduced Port, 3-Way Dispenser, Threaded Connection, 1000 WOG
500-205 | T-SS-1050N-3L | 1" | 643.9415 | 6 | 30 | 73 | 662527315205 | Stainless Steel Ball Valve, 2 Piece, Reduced Port, 3-Way Dispenser, Threaded Connection, 1000 WOG
100-903 | T-SS-900N | 1/2" | 48.685 | 50 | 5 | 21 | 662527305398 | Stainless Steel Ball Valve, 2 Piece, Full Port, Threaded Connection, Stainless Steel Trim, 1000 WOG
100-904 | T-SS-900N | 3/4" | 63.552 | 40 | 4 | 24 | 662527305404 | Stainless Steel Ball Valve, 2 Piece, Full Port, Threaded Connection, Stainless Steel Trim, 1000 WOG
100-905 | T-SS-900N | 1" | 91.372 | 24 | 2 | 22 | 662527305411 | Stainless Steel Ball Valve, 2 Piece, Full Port, Threaded Connection, Stainless Steel Trim, 1000 WOG
100-906 | T-SS-900N | 1-1/4" | 134.8046 | 24 | 2 | 31 | 662527305367 | Stainless Steel Ball Valve, 2 Piece, Full Port, Threaded Connection, Stainless Steel Trim, 1000 WOG
100-907 | T-SS-900N | 1-1/2" | 174.7096 | 12 | 2 | 24 | 662527305428 | Stainless Steel Ball Valve, 2 Piece, Full Port, Threaded Connection, Stainless Steel Trim, 1000 WOG
100-908 | T-SS-900N | 2" | 238.3729 | 12 | 2 | 38 | 662527305435 | Stainless Steel Ball Valve, 2 Piece, Full Port, Threaded Connection, Stainless Steel Trim, 1000 WOG
500-301 | T-SS-1000N-4B | 1/4" | 76.5164 |  | 10 |  | 662527302496 | Stainless Steel Ball Valve, 3 Piece 4 Bolt, Swing Out Body, Full Port, Threaded Connection, Stainless Steel Trim, 1000 WOG
500-302 | T-SS-1000N-4B | 3/8" | 76.5164 |  | 10 |  | 662527302519 | Stainless Steel Ball Valve, 3 Piece 4 Bolt, Swing Out Body, Full Port, Threaded Connection, Stainless Steel Trim, 1000 WOG
500-303 | T-SS-1000N-4B | 1/2" | 91.7062 |  | 10 |  | 662527302533 | Stainless Steel Ball Valve, 3 Piece 4 Bolt, Swing Out Body, Full Port, Threaded Connection, Stainless Steel Trim, 1000 WOG
500-304 | T-SS-1000N-4B | 3/4" | 120.3821 |  | 10 |  | 662527302557 | Stainless Steel Ball Valve, 3 Piece 4 Bolt, Swing Out Body, Full Port, Threaded Connection, Stainless Steel Trim, 1000 WOG
500-305 | T-SS-1000N-4B | 1" | 161.9327 |  | 8 |  | 662527302571 | Stainless Steel Ball Valve, 3 Piece 4 Bolt, Swing Out Body, Full Port, Threaded Connection, Stainless Steel Trim, 1000 WOG
500-306 | T-SS-1000N-4B | 1-1/4" | 253.1802 | 5 |  | 23 | 662527302595 | Stainless Steel Ball Valve, 3 Piece 4 Bolt, Swing Out Body, Full Port, Threaded Connection, Stainless Steel Trim, 1000 WOG
500-307 | T-SS-1000N-4B | 1-1/2" | 332.7652 |  | 5 |  | 662527302618 | Stainless Steel Ball Valve, 3 Piece 4 Bolt, Swing Out Body, Full Port, Threaded Connection, Stainless Steel Trim, 1000 WOG
500-308 | T-SS-1000N-4B | 2" | 488.4844 |  | 2 |  | 662527302632 | Stainless Steel Ball Valve, 3 Piece 4 Bolt, Swing Out Body, Full Port, Threaded Connection, Stainless Steel Trim, 1000 WOG
500-310 | T-SS-1000N-4B | 3" | 1341.937 | 2 |  | 58 | 662527302656 | Stainless Steel Ball Valve, 3 Piece 4 Bolt, Swing Out Body, Full Port, Threaded Connection, Stainless Steel Trim, 1000 WOG
500-311 | T-SS-1000N-4B | 4" | 2200.8277 |  |  |  | 662527302670 | Stainless Steel Ball Valve, 3 Piece 4 Bolt, Swing Out Body, Full Port, Threaded Connection, Stainless Steel Trim, 1000 WOG
500-358 | T-SS-1000N-4B NPT x Square Flange | 2" | 638.6671 |  | 2 |  | 662527308504 | Stainless Steel Ball Valve, 3 Piece 4 Bolt, Swing Out Body, Full Port, Threaded x Square Flange Connection, Stainless Steel Trim, 1000 WOG
500-368 | T-SS-1000N-4B Square Flange Connection w/2 Side Taps | 2" | 875.9806 |  | 2 |  | 662527308528 | Stainless Steel Ball Valve, 3 Piece 4 Bolt, Swing Out Body, Full Port, Square Flange Connection, 2 Side Taps, Stainless Steel Trim, 1000 WOG
501-308 | T-SS-1000N-4B NPT w/Side Tap & Port Tap | 2" | 626.4913 |  | 2 |  | 662527307026 | Stainless Steel Ball Valve, 3 Piece 4 Bolt, Swing Out Body, Full Port, Threaded Connection, Side Tap, Port Tap, Stainless Steel Trim, 1000 WOG
501-356 | T-SS-1000N-4B NPT x Square Flange w/Side Tap | 1-1/4" | 441.4519 |  |  |  | 662527330574 | Stainless Steel Ball Valve, 3 Piece 4 Bolt, Swing Out Body, Full Port, Threaded x Square Flange Connection, Side Tap, Stainless Steel Trim, 1000 WOG
501-358 | T-SS-1000N-4B NPT x Square Flange w/Side Tap & Port Tap | 2" | 814.4027 |  | 2 |  | 662527308511 | Stainless Steel Ball Valve, 3 Piece 4 Bolt, Swing Out Body, Full Port, Threaded x Square Flange Connection, Side Tap, Port Tap, Stainless Steel Trim, 1000 WOG
500-343 | S-SS-1000N-4B | 1/2" | 91.7062 |  | 10 |  | 662527302700 | Stainless Steel Ball Valve, 3 Piece 4 Bolt, Swing Out Body, Full Port, Socket Weld Connection, Stainless Steel Trim, 1000 WOG
500-344 | S-SS-1000N-4B | 3/4" | 120.3821 |  | 10 |  | 662527302717 | Stainless Steel Ball Valve, 3 Piece 4 Bolt, Swing Out Body, Full Port, Socket Weld Connection, Stainless Steel Trim, 1000 WOG
500-345 | S-SS-1000N-4B | 1" | 161.9327 |  | 8 |  | 662527302724 | Stainless Steel Ball Valve, 3 Piece 4 Bolt, Swing Out Body, Full Port, Socket Weld Connection, Stainless Steel Trim, 1000 WOG
500-346 | S-SS-1000N-4B | 1-1/4" | 253.1802 |  | 5 |  | 662527302731 | Stainless Steel Ball Valve, 3 Piece 4 Bolt, Swing Out Body, Full Port, Socket Weld Connection, Stainless Steel Trim, 1000 WOG
500-347 | S-SS-1000N-4B | 1-1/2" | 332.7652 |  | 5 |  | 662527302748 | Stainless Steel Ball Valve, 3 Piece 4 Bolt, Swing Out Body, Full Port, Socket Weld Connection, Stainless Steel Trim, 1000 WOG
500-348 | S-SS-1000N-4B | 2" | 488.4844 |  | 2 |  | 662527302755 | Stainless Steel Ball Valve, 3 Piece 4 Bolt, Swing Out Body, Full Port, Socket Weld Connection, Stainless Steel Trim, 1000 WOG
500-350 | S-SS-1000N-4B | 3" | 1341.937 |  | 2 |  | 662527302762 | Stainless Steel Ball Valve, 3 Piece 4 Bolt, Swing Out Body, Full Port, Socket Weld Connection, Stainless Steel Trim, 1000 WOG
500-351 | S-SS-1000N-4B | 4" | 2200.8277 |  |  |  | 662527302779 | Stainless Steel Ball Valve, 3 Piece 4 Bolt, Swing Out Body, Full Port, Socket Weld Connection, Stainless Steel Trim, 1000 WOG
511-308 | S-SS-1000N-4B SWT w/Side Tap & Port Tap | 2" | 626.4913 |  | 2 |  | 662527309785 | Stainless Steel Ball Valve, 3 Piece 4 Bolt, Swing Out Body, Full Port, Socket Weld Connection, Side Tap, Port Tap, Stainless Steel Trim, 1000 WOG
500-376 | TS-SS-1000N-4B | 1-1/4" | 253.1802 |  | 5 | 24 | 662527314048 | Stainless Steel Ball Valve, 3 Piece 4 Bolt, Swing Out Body, Full Port, Threaded x Socket Weld Connection, Stainless Steel Trim, 1000 WOG
500-378 | TS-SS-1000N-4B | 2" | 488.4844 |  | 2 | 21 | 662527314062 | Stainless Steel Ball Valve, 3 Piece 4 Bolt, Swing Out Body, Full Port, Threaded x Socket Weld Connection, Stainless Steel Trim, 1000 WOG
601-603 | T-SS-2001N-4B | 1/2" | 137.7012 |  | 10 |  | 662527303806 | Stainless Steel Ball Valve, 3 Piece 4 Bolt Enclosed, Standard Port, Threaded Connection, Stainless Steel Trim, 2000 WOG
601-604 | T-SS-2001N-4B | 3/4" | 163.4287 |  | 10 |  | 662527303417 | Stainless Steel Ball Valve, 3 Piece 4 Bolt Enclosed, Standard Port, Threaded Connection, Stainless Steel Trim, 2000 WOG
601-605 | T-SS-2001N-4B | 1" | 257.7229 |  | 8 |  | 662527303424 | Stainless Steel Ball Valve, 3 Piece 4 Bolt Enclosed, Standard Port, Threaded Connection, Stainless Steel Trim, 2000 WOG
601-606 | T-SS-2001N-4B | 1-1/4" | 419.5136 |  | 6 |  | 662527303431 | Stainless Steel Ball Valve, 3 Piece 4 Bolt Enclosed, Standard Port, Threaded Connection, Stainless Steel Trim, 2000 WOG
601-607 | T-SS-2001N-4B | 1-1/2" | 444.3894 |  | 5 |  | 662527303813 | Stainless Steel Ball Valve, 3 Piece 4 Bolt Enclosed, Standard Port, Threaded Connection, Stainless Steel Trim, 2000 WOG
601-608 | T-SS-2001N-4B | 2" | 623.4337 |  | 2 |  | 662527303448 | Stainless Steel Ball Valve, 3 Piece 4 Bolt Enclosed, Standard Port, Threaded Connection, Stainless Steel Trim, 2000 WOG
601-623 | S-SS-2001N-4B | 1/2" | 137.7012 |  | 10 |  | 662527303516 | Stainless Steel Ball Valve, 3 Piece 4 Bolt Enclosed, Standard Port, Socket Weld Connection, Stainless Steel Trim, 2000 WOG
601-624 | S-SS-2001N-4B | 3/4" | 163.4287 |  | 10 |  | 662527303523 | Stainless Steel Ball Valve, 3 Piece 4 Bolt Enclosed, Standard Port, Socket Weld Connection, Stainless Steel Trim, 2000 WOG
601-625 | S-SS-2001N-4B | 1" | 257.7229 |  | 8 |  | 662527303530 | Stainless Steel Ball Valve, 3 Piece 4 Bolt Enclosed, Standard Port, Socket Weld Connection, Stainless Steel Trim, 2000 WOG
601-626 | S-SS-2001N-4B | 1-1/4" | 419.5136 |  | 6 |  | 662527303547 | Stainless Steel Ball Valve, 3 Piece 4 Bolt Enclosed, Standard Port, Socket Weld Connection, Stainless Steel Trim, 2000 WOG
601-627 | S-SS-2001N-4B | 1-1/2" | 444.3894 |  | 5 |  | 662527303554 | Stainless Steel Ball Valve, 3 Piece 4 Bolt Enclosed, Standard Port, Socket Weld Connection, Stainless Steel Trim, 2000 WOG
601-628 | S-SS-2001N-4B | 2" | 623.4337 |  | 2 |  | 662527303561 | Stainless Steel Ball Valve, 3 Piece 4 Bolt Enclosed, Standard Port, Socket Weld Connection, Stainless Steel Trim, 2000 WOG
100-983 | T-SS-2002N-DUE | 1/2" | 187.8786 |  | 10 |  | 662527301260 | Stainless Steel Ball Valve, 5 Piece, Full Port, Threaded Connection, Double Union End, Stainless Steel Trim, 3000 WOG
100-984 | T-SS-2002N-DUE | 3/4" | 246.5408 |  | 8 |  | 662527301277 | Stainless Steel Ball Valve, 5 Piece, Full Port, Threaded Connection, Double Union End, Stainless Steel Trim, 3000 WOG
100-985 | T-SS-2002N-DUE | 1" | 300.704 |  | 8 |  | 662527301284 | Stainless Steel Ball Valve, 5 Piece, Full Port, Threaded Connection, Double Union End, Stainless Steel Trim, 3000 WOG
100-986 | T-SS-2002N-DUE | 1-1/4" | 473.7533 |  | 6 |  | 662527301291 | Stainless Steel Ball Valve, 5 Piece, Full Port, Threaded Connection, Double Union End, Stainless Steel Trim, 3000 WOG
100-987 | T-SS-2002N-DUE | 1-1/2" | 634.2664 |  | 4 |  | 662527301307 | Stainless Steel Ball Valve, 5 Piece, Full Port, Threaded Connection, Double Union End, Stainless Steel Trim, 3000 WOG
100-988 | T-SS-2002N-DUE | 2" | 874.5282 |  | 2 |  | 662527301314 | Stainless Steel Ball Valve, 5 Piece, Full Port, Threaded Connection, Double Union End, Stainless Steel Trim, 3000 WOG
101-983 | S-SS-2002N-DUE | 1/2" | 187.8786 |  | 10 |  | 662527301437 | Stainless Steel Ball Valve, 5 Piece, Full Port, Socket Weld Connection, Double Union End, Stainless Steel Trim, 3000 WOG
101-984 | S-SS-2002N-DUE | 3/4" | 246.5408 |  | 8 |  | 662527301444 | Stainless Steel Ball Valve, 5 Piece, Full Port, Socket Weld Connection, Double Union End, Stainless Steel Trim, 3000 WOG
101-985 | S-SS-2002N-DUE | 1" | 300.704 |  | 8 |  | 662527301451 | Stainless Steel Ball Valve, 5 Piece, Full Port, Socket Weld Connection, Double Union End, Stainless Steel Trim, 3000 WOG
101-986 | S-SS-2002N-DUE | 1-1/4" | 473.7533 |  | 6 |  | 662527301468 | Stainless Steel Ball Valve, 5 Piece, Full Port, Socket Weld Connection, Double Union End, Stainless Steel Trim, 3000 WOG
101-987 | S-SS-2002N-DUE | 1-1/2" | 634.2664 |  | 4 |  | 662527301475 | Stainless Steel Ball Valve, 5 Piece, Full Port, Socket Weld Connection, Double Union End, Stainless Steel Trim, 3000 WOG
101-988 | S-SS-2002N-DUE | 2" | 874.5282 |  | 2 |  | 662527301482 | Stainless Steel Ball Valve, 5 Piece, Full Port, Socket Weld Connection, Double Union End, Stainless Steel Trim, 3000 WOG
500-098 | T-SS-1000 | 1/8" FIP x 1/8" MIP | 97.7012 |  | 10 |  | 662527302441 | Stainless Steel Ball Valve, Mini Valve, 1 Piece/2 Piece, Full Port, FIP x MIP Connection, Stainless Steel Trim, 1000 WOG
500-099 | T-SS-1000 | 1/4" FIP x 1/4" MIP | 111.1765 |  | 10 |  | 662527302458 | Stainless Steel Ball Valve, Mini Valve, 1 Piece/2 Piece, Full Port, FIP x MIP Connection, Stainless Steel Trim, 1000 WOG
500-101 | T-SS-1000 | 1/4" FIP x 1/4" FIP | 78.6349 |  | 10 |  | 662527302472 | Stainless Steel Ball Valve, Mini Valve, 1 Piece/2 Piece, Full Port, FIP x FIP Connection, Stainless Steel Trim, 1000 WOG
600-103 | FL-SS-100-150 | 1/2” | 259.3718 |  | 2 |  | 662527303042 | Stainless Steel Ball Valve, Full Port, 2 Piece, Flanged Connection, Class 150, Stainless Steel
600-104 | FL-SS-100-150 | 3/4” | 300.1144 |  | 2 |  | 662527303059 | Stainless Steel Ball Valve, 2 Piece, Full Port, Flanged Connection, Stainless Steel Trim, Class 150
600-105 | FL-SS-100-150 | 1” | 405.3504 |  | 2 |  | 662527303066 | Stainless Steel Ball Valve, 2 Piece, Full Port, Flanged Connection, Stainless Steel Trim, Class 150
600-107 | FL-SS-100-150 | 1-1/2” | 712.9231 |  | 2 |  | 662527303073 | Stainless Steel Ball Valve, 2 Piece, Full Port, Flanged Connection, Stainless Steel Trim, Class 150
600-108 | FL-SS-100-150 | 2" | 1001.2766 |  | 2 |  | 662527303080 | Stainless Steel Ball Valve, 2 Piece, Full Port, Flanged Connection, Stainless Steel Trim, Class 150
600-109 | FL-SS-100-150 | 2-1/2” | 1461.6638 |  | 1 |  | 662527303097 | Stainless Steel Ball Valve, 2 Piece, Full Port, Flanged Connection, Stainless Steel Trim, Class 150
600-110 | FL-SS-100-150 | 3" | 2139.8832 |  | 1 |  | 662527303110 | Stainless Steel Ball Valve, 2 Piece, Full Port, Flanged Connection, Stainless Steel Trim, Class 150
600-111 | FL-SS-100-150 | 4" | 3540.264 |  | 1 |  | 662527303127 | Stainless Steel Ball Valve, 2 Piece, Full Port, Flanged Connection, Stainless Steel Trim, Class 150
600-112 | FL-SS-100-150 | 6" | 10509.2988 |  | 1 |  | 662527303134 | Stainless Steel Ball Valve, 2 Piece, Full Port, Flanged Connection, Stainless Steel Trim, Class 150
600-113 | FL-SS-100-150 | 8" | 17951.4863 |  | 1 |  | 662527303141 | Stainless Steel Ball Valve, 2 Piece, Full Port, Flanged Connection, Stainless Steel Trim, Class 150
600-114 | FL-SS-100-150 | 10" | 31385.7289 |  | 1 |  | 662527303158 | Stainless Steel Ball Valve, 2 Piece, Full Port, Flanged Connection, Stainless Steel Trim, Class 150
600-115 | FL-SS-100-150 | 12" | 48661.0597 |  | 1 |  | 662527303165 | Stainless Steel Ball Valve, 2 Piece, Full Port, Flanged Connection, Stainless Steel Trim, Class 150
600-128 | FL-SS-100-300 | 2" | 1356.679 |  | 1 |  | 662527303172 | Stainless Steel Ball Valve, 2 Piece, Full Port, Flanged Connection, Stainless Steel Trim, Class 300
600-130 | FL-SS-100-300 | 3" | 2437.8245 |  | 1 |  | 662527303189 | Stainless Steel Ball Valve, 2 Piece, Full Port, Flanged Connection, Stainless Steel Trim, Class 300
600-131 | FL-SS-100-300 | 4" | 4891.9088 |  | 1 |  | 662527303196 | Stainless Steel Ball Valve, 2 Piece, Full Port, Flanged Connection, Stainless Steel Trim, Class 300
600-132 | FL-SS-100-300 | 6" | 12354.9317 |  | 1 |  | 662527303202 | Stainless Steel Ball Valve, 2 Piece, Full Port, Flanged Connection, Stainless Steel Trim, Class 300
600-133 | FL-SS-100-300 | 8" | 18781.4063 |  | 1 |  | 662527303219 | Stainless Steel Ball Valve, 2 Piece, Full Port, Flanged Connection, Stainless Steel Trim, Class 300
500-166-A | Mating Flange CS Type A | 1-1/4" | 239.7166 | 8 |  | 24 | 662527330659 | Mating Flange, Carbon Steel, Threaded Connection, Type A, O-Ring
500-168-A | Mating Flange CS Type A | 2" | 229.6444 | 8 |  | 19 | 662527330628 | Mating Flange, Carbon Steel, Threaded Connection, Type A, O-Ring
500-176-A | Mating Flange CS Type A | 1-1/4" | 239.7217 | 8 |  | 23 | 662527330666 | Mating Flange, Carbon Steel, Socket Weld Connection, Type A, O-Ring
500-178-A | Mating Flange CS Type A | 2" | 229.6493 | 8 |  | 18 | 662527330642 | Mating Flange, Carbon Steel, Socket Weld Connection, Type A, O-Ring
500-186-A | Mating Flange SS Type A | 1-1/4" | 287.0352 | 8 |  | 24 | 662527330741 | Mating Flange, Stainless Steel, Threaded Connection, Type A, O-Ring
500-188-A | Mating Flange SS Type A | 2" | 274.9749 | 8 |  | 19 | 662527330710 | Mating Flange, Stainless Steel, Threaded Connection, Type A, O-Ring
500-196-A | Mating Flange SS Type A | 1-1/4" | 287.0352 | 8 |  | 23 | 662527330734 | Mating Flange, Stainless Steel, Socket Weld Connection, Type A, O-Ring
500-198-A | Mating Flange SS Type A | 2" | 274.9749 | 8 |  | 18 | 662527330727 | Mating Flange, Stainless Steel, Socket Weld Connection, Type A, O-Ring
500-166-B | Mating Flange CS Type B | 1-1/4" | 227.63 | 12 |  | 31 | 662527330680 | Mating Flange, Carbon Steel, Threaded Connection, Type B
500-168-B | Mating Flange CS Type B | 2" | 219.5723 | 12 |  | 25 | 662527330697 | Mating Flange, Carbon Steel, Threaded Connection, Type B
500-176-B | Mating Flange CS Type B | 1-1/4" | 227.6349 | 12 |  | 31 | 662527330673 | Mating Flange, Carbon Steel, Socket Weld Connection, Type B
500-178-B | Mating Flange CS Type B | 2" | 219.577 | 12 |  | 24 | 662527330703 | Mating Flange, Carbon Steel, Socket Weld Connection, Type B
500-186-B | Mating Flange SS Type B | 1-1/4" | 272.5628 | 12 |  | 31 | 662527330772 | Mating Flange, Stainless Steel, Threaded Connection, Type B
500-188-B | Mating Flange SS Type B | 2" | 262.9146 | 12 |  | 25 | 662527330758 | Mating Flange, Stainless Steel, Threaded Connection, Type B
500-196-B | Mating Flange SS Type B | 1-1/4" | 272.5628 | 12 |  | 31 | 662527330789 | Mating Flange, Stainless Steel, Socket Weld Connection, Type B
500-198-B | Mating Flange SS Type B | 2" | 262.9146 | 12 |  | 24 | 662527330765 | Mating Flange, Stainless Steel, Socket Weld Connection, Type B
899-911 | Carbon Steel & Stainless Steel Ball Valve Repair Kit | 1/4” | 9.2492 | 1 | 1 |  |  | Carbon Steel & Stainless Steel Ball Valve Repair Kit, 1000N Series
899-912 | Carbon Steel & Stainless Steel Ball Valve Repair Kit | 3/8” | 9.2492 | 1 | 1 |  |  | Carbon Steel & Stainless Steel Ball Valve Repair Kit, 1000N Series
899-913 | Carbon Steel & Stainless Steel Ball Valve Repair Kit | 1/2" | 12.1649 | 1 | 1 |  |  | Carbon Steel & Stainless Steel Ball Valve Repair Kit, 1000N Series
899-914 | Carbon Steel & Stainless Steel Ball Valve Repair Kit | 3/4" | 19.1755 | 1 | 1 |  |  | Carbon Steel & Stainless Steel Ball Valve Repair Kit, 1000N Series
899-915 | Carbon Steel & Stainless Steel Ball Valve Repair Kit | 1" | 27.7368 | 1 | 1 |  |  | Carbon Steel & Stainless Steel Ball Valve Repair Kit, 1000N Series
899-916 | Carbon Steel & Stainless Steel Ball Valve Repair Kit | 1-1/4" | 44.0731 | 1 | 1 |  |  | Carbon Steel & Stainless Steel Ball Valve Repair Kit, 1000N Series
899-917 | Carbon Steel & Stainless Steel Ball Valve Repair Kit | 1-1/2" | 71.6243 | 1 | 1 |  |  | Carbon Steel & Stainless Steel Ball Valve Repair Kit, 1000N Series
899-918 | Carbon Steel & Stainless Steel Ball Valve Repair Kit | 2" | 95.3644 | 1 | 1 |  |  | Carbon Steel & Stainless Steel Ball Valve Repair Kit, 1000N Series
899-919 | Carbon Steel & Stainless Steel Ball Valve Repair Kit | 2-1/2” | 157.9906 | 1 | 1 |  |  | Carbon Steel & Stainless Steel Ball Valve Repair Kit, 1000N Series
899-920 | Carbon Steel & Stainless Steel Ball Valve Repair Kit | 3” | 209.795 | 1 | 1 |  |  | Carbon Steel & Stainless Steel Ball Valve Repair Kit, 1000N Series
899-921 | Carbon Steel & Stainless Steel Ball Valve Repair Kit | 4” | 360.0979 | 1 | 1 |  |  | Carbon Steel & Stainless Steel Ball Valve Repair Kit, 1000N Series
899-943 | Carbon Steel & Stainless Steel Ball Valve Repair Kit | 1/2" | 18.5094 | 1 | 1 |  |  | Carbon Steel & Stainless Steel Ball Valve Repair Kit, 2001N Series
899-944 | Carbon Steel & Stainless Steel Ball Valve Repair Kit | 3/4" | 21.0101 | 1 | 1 |  |  | Carbon Steel & Stainless Steel Ball Valve Repair Kit, 2001N Series
899-945 | Carbon Steel & Stainless Steel Ball Valve Repair Kit | 1" | 29.6696 | 1 | 1 |  |  | Carbon Steel & Stainless Steel Ball Valve Repair Kit, 2001N Series
899-946 | Carbon Steel & Stainless Steel Ball Valve Repair Kit | 1-1/4" | 43.4398 | 1 | 1 |  |  | Carbon Steel & Stainless Steel Ball Valve Repair Kit, 2001N Series
899-947 | Carbon Steel & Stainless Steel Ball Valve Repair Kit | 1-1/2" | 71.5588 | 1 | 1 |  |  | Carbon Steel & Stainless Steel Ball Valve Repair Kit, 2001N Series
899-948 | Carbon Steel & Stainless Steel Ball Valve Repair Kit | 2" | 75.5992 | 1 | 1 |  |  | Carbon Steel & Stainless Steel Ball Valve Repair Kit, 2001N Series
899-981 | Carbon Steel & Stainless Steel Ball Valve Repair Kit | 1/4” | 12.9402 | 1 | 1 |  |  | Carbon Steel & Stainless Steel Ball Valve Repair Kit, 2002N-DUE Series
899-982 | Carbon Steel & Stainless Steel Ball Valve Repair Kit | 3/8” | 12.9402 | 1 | 1 |  |  | Carbon Steel & Stainless Steel Ball Valve Repair Kit, 2002N-DUE Series
899-983 | Carbon Steel & Stainless Steel Ball Valve Repair Kit | 1/2" | 12.9402 | 1 | 1 |  |  | Carbon Steel & Stainless Steel Ball Valve Repair Kit, 2002N-DUE Series
899-984 | Carbon Steel & Stainless Steel Ball Valve Repair Kit | 3/4" | 19.0772 | 1 | 1 |  |  | Carbon Steel & Stainless Steel Ball Valve Repair Kit, 2002N-DUE Series
899-985 | Carbon Steel & Stainless Steel Ball Valve Repair Kit | 1" | 25.7821 | 1 | 1 |  |  | Carbon Steel & Stainless Steel Ball Valve Repair Kit, 2002N-DUE Series
899-986 | Carbon Steel & Stainless Steel Ball Valve Repair Kit | 1-1/4" | 37.0734 | 1 | 1 |  |  | Carbon Steel & Stainless Steel Ball Valve Repair Kit, 2002N-DUE Series
899-987 | Carbon Steel & Stainless Steel Ball Valve Repair Kit | 1-1/2" | 52.2631 | 1 | 1 |  |  | Carbon Steel & Stainless Steel Ball Valve Repair Kit, 2002N-DUE Series
899-988 | Carbon Steel & Stainless Steel Ball Valve Repair Kit | 2" | 76.6802 | 1 | 1 |  |  | Carbon Steel & Stainless Steel Ball Valve Repair Kit, 2002N-DUE Series
600-116 | Flanged Carbon Steel & Stainless Steel Ball Valve Repair Kit | 2" | 72.7272 |  |  |  |  | Flanged Carbon Steel & Stainless Steel Ball Valve Repair Kit, Class 150 Series
600-117 | Flanged Carbon Steel & Stainless Steel Ball Valve Repair Kit | 2-1/2" | 79.301 |  |  |  |  | Flanged Carbon Steel & Stainless Steel Ball Valve Repair Kit, Class 150 Series
600-118 | Flanged Carbon Steel & Stainless Steel Ball Valve Repair Kit | 3" | 145.4653 |  |  |  |  | Flanged Carbon Steel & Stainless Steel Ball Valve Repair Kit, Class 150 Series
600-119 | Flanged Carbon Steel & Stainless Steel Ball Valve Repair Kit | 4" | 200.8297 |  |  |  |  | Flanged Carbon Steel & Stainless Steel Ball Valve Repair Kit, Class 150 Series
600-120 | Flanged Carbon Steel & Stainless Steel Ball Valve Repair Kit | 6" | 689.7618 |  |  |  |  | Flanged Carbon Steel & Stainless Steel Ball Valve Repair Kit, Class 150 Series
600-121 | Flanged Carbon Steel & Stainless Steel Ball Valve Repair Kit | 8" | 1352.7805 |  |  |  |  | Flanged Carbon Steel & Stainless Steel Ball Valve Repair Kit, Class 150 Series
600-122 | Flanged Carbon Steel & Stainless Steel Ball Valve Repair Kit | 10" | 2470.0057 |  |  |  |  | Flanged Carbon Steel & Stainless Steel Ball Valve Repair Kit, Class 150 Series
600-123 | Flanged Carbon Steel & Stainless Steel Ball Valve Repair Kit | 12" | 5067.6444 |  |  |  |  | Flanged Carbon Steel & Stainless Steel Ball Valve Repair Kit, Class 150 Series
600-136 | Flanged Carbon Steel & Stainless Steel Ball Valve Repair Kit | 2” | 78.3619 |  |  |  |  | Flanged Carbon Steel & Stainless Steel Ball Valve Repair Kit, Class 300 Series
600-137 | Flanged Carbon Steel & Stainless Steel Ball Valve Repair Kit | 2-1/2” | 96.6638 |  |  |  |  | Flanged Carbon Steel & Stainless Steel Ball Valve Repair Kit, Class 300 Series
600-138 | Flanged Carbon Steel & Stainless Steel Ball Valve Repair Kit | 3” | 156.2543 |  |  |  |  | Flanged Carbon Steel & Stainless Steel Ball Valve Repair Kit, Class 300 Series
600-139 | Flanged Carbon Steel & Stainless Steel Ball Valve Repair Kit | 4" | 204.5862 |  |  |  |  | Flanged Carbon Steel & Stainless Steel Ball Valve Repair Kit, Class 300 Series
600-141 | Flanged Carbon Steel & Stainless Steel Ball Valve Repair Kit | 6" | 693.5183 |  |  |  |  | Flanged Carbon Steel & Stainless Steel Ball Valve Repair Kit, Class 300 Series
600-143 | Flanged Carbon Steel & Stainless Steel Ball Valve Repair Kit | 8" | 1442.0843 |  |  |  |  | Flanged Carbon Steel & Stainless Steel Ball Valve Repair Kit, Class 300 Series
180-103G-B | TB-120G | 1/2" | 303.2812 | 1 | 1 |  | 662527314772 | RecircSetter™, Lead Free Brass Thermostatic Balancing, Variable Set Point, 150 CWP
180-104G-B | TB-120G | 3/4" | 323.4941 | 1 | 1 |  | 662527314222 | RecircSetter™, Lead Free Brass Thermostatic Balancing, Variable Set Point, 150 CWP
180-103G-B-C | TB-120G w/Check | 1/2" | 366.4643 | 1 | 1 |  | 662527314840 | RecircSetter™, Lead Free Brass Thermostatic Balancing, Variable Set Point, Optional Check Valve, 150 CWP
180-104G-B-C | TB-120G w/Check | 3/4" | 398.0558 | 1 | 1 |  | 662527314857 | RecircSetter™, Lead Free Brass Thermostatic Balancing, Variable Set Point, Optional Check Valve, 150 CWP
180-103G-D | TB-130G | 1/2" | 341.1954 | 1 | 1 |  | 662527314789 | RecircSetter™, Lead Free Brass Thermostatic Balancing, Variable Set Point, Thermal Disinfection, 150 CWP
180-104G-D | TB-130G | 3/4" | 358.8858 | 1 | 1 |  | 662527314796 | RecircSetter™, Lead Free Brass Thermostatic Balancing, Variable Set Point, Thermal Disinfection, 150 CWP
180-103G-D-C | TB-130G w/Check | 1/2" | 391.7332 | 1 | 1 |  | 662527314864 | RecircSetter™, Lead Free Brass Thermostatic Balancing, Variable Set Point, Optional Check Valve, Thermal Disinfection, 150 CWP
180-104G-D-C | TB-130G w/Check | 3/4" | 419.5355 | 1 | 1 |  | 662527314871 | RecircSetter™, Lead Free Brass Thermostatic Balancing, Variable Set Point, Optional Check Valve, Thermal Disinfection, 150 CWP
180-103G-A | TB-150G | 1/2" | 477.6626 | 1 | 1 |  | 662527314826 | RecircSetter™, Lead Free Brass Thermostatic Balancing, Variable Set Point, Actuated Thermal Disinfection, 150 CWP
180-104G-A | TB-150G | 3/4" | 495.353 | 1 | 1 |  | 662527314833 | RecircSetter™, Lead Free Brass Thermostatic Balancing, Variable Set Point, Actuated Thermal Disinfection, 150 CWP
180-103G-A-C | TB-150G w/Check | 1/2" | 533.2673 | 1 | 1 |  | 662527314901 | RecircSetter™, Lead Free Brass Thermostatic Balancing, Variable Set Point, Optional Check Valve, Actuated Thermal Disinfection, 150 CWP
180-104G-A-C | TB-150G w/Check | 3/4" | 561.0696 | 1 | 1 |  | 662527314918 | RecircSetter™, Lead Free Brass Thermostatic Balancing, Variable Set Point, Optional Check Valve, Actuated Thermal Disinfection, 150 CWP
180-005G | TB-110G | 1" | 365.5483 |  |  |  | 662527328274 | RecircSetter™, Lead Free Brass Thermostatic Balancing, Variable Set Point, 150 CWP
180-006G | TB-110G | 1-1/4" | 375.2531 |  |  |  | 662527328281 | RecircSetter™, Lead Free Brass Thermostatic Balancing, Variable Set Point, 150 CWP
180-005G-C | TB-110G w/Check | 1" | 423.7772 |  |  |  | 662527332066 | RecircSetter™, Lead Free Brass Thermostatic Balancing, Variable Set Point, Optional Check Valve, 150 CWP
180-006G-C | TB-110G w/Check | 1-1/4" | 491.711 |  |  |  | 662527332059 | RecircSetter™, Lead Free Brass Thermostatic Balancing, Variable Set Point, Optional Check Valve, 150 CWP
180-103MG-B-I | TB-120MG | 1/2" | 470.0842 | 1 | 1 |  | 662527315038 | RecircSetter™, Lead Free Brass Thermostatic Balancing, Variable Set Point, Dual Isolation, 150 CWP
180-104MG-B-I | TB-120MG | 3/4" | 524.4221 | 1 | 1 |  | 662527314925 | RecircSetter™, Lead Free Brass Thermostatic Balancing, Variable Set Point, Dual Isolation, 150 CWP
180-103MG-D-I | TB-130MG | 1/2" | 492.8305 | 1 | 1 |  | 662527315045 | RecircSetter™, Lead Free Brass Thermostatic Balancing, Variable Set Point, Dual Isolation, Thermal Disinfection, 150 CWP
180-104MG-D-I | TB-130MG | 3/4" | 545.9017 | 1 | 1 |  | 662527314932 | RecircSetter™, Lead Free Brass Thermostatic Balancing, Variable Set Point, Dual Isolation, Thermal Disinfection, 150 CWP
180-103MG-A-I | TB-150MG | 1/2" | 635.6204 | 1 | 1 |  | 662527315069 | RecircSetter™, Lead Free Brass Thermostatic Balancing, Variable Set Point, Dual Isolation, Actuated Thermal Disinfection, 150 CWP
180-104MG-A-I | TB-150MG | 3/4" | 688.7026 | 1 | 1 |  | 662527314956 | RecircSetter™, Lead Free Brass Thermostatic Balancing, Variable Set Point, Dual Isolation, Actuated Thermal Disinfection, 150 CWP
180-005G-I | TB-110MG | 1" | 524.056 |  |  |  | 662527332042 | RecircSetter™, Lead Free Brass Thermostatic Balancing, Variable Set Point, Dual Isolation, 150 CWP
180-006G-I | TB-110MG | 1-1/4" | 640.5152 |  |  |  | 662527332073 | RecircSetter™, Lead Free Brass Thermostatic Balancing, Variable Set Point, Dual Isolation, 150 CWP
180-103MFG-B-I | TB-120MFG | 1/2" | 502.9861 | 1 | 1 |  | 662527315892 | RecircSetter™, Lead Free Brass Thermostatic Balancing, Variable Set Point, Dual Isolation, Integrated Filter Ball® Strainer, 150 CWP
180-104MFG-B-I | TB-120MFG | 3/4" | 527.3268 | 1 | 1 |  | 662527315854 | RecircSetter™, Lead Free Brass Thermostatic Balancing, Variable Set Point, Dual Isolation, Integrated Filter Ball® Strainer, 150 CWP
180-103MFG-D-I | TB-130MFG | 1/2" | 750.0402 | 1 | 1 |  | 662527315908 | RecircSetter™, Lead Free Brass Thermostatic Balancing, Variable Set Point, Dual Isolation, Integrated Filter Ball® Strainer, Thermal Disinfection, 150 CWP
180-104MFG-D-I | TB-130MFG | 3/4" | 550.641 | 1 | 1 |  | 662527315861 | RecircSetter™, Lead Free Brass Thermostatic Balancing, Variable Set Point, Dual Isolation, Integrated Filter Ball® Strainer, Thermal Disinfection, 150 CWP
180-103MFG-A-I | TB-150MFG | 1/2" | 584.1217 | 1 | 1 |  | 662527315922 | RecircSetter™, Lead Free Brass Thermostatic Balancing, Variable Set Point, Dual Isolation, Integrated Filter Ball® Strainer, Actuated Thermal Disinfection, 150 CWP
180-104MFG-A-I | TB-150MFG | 3/4" | 812.6664 | 1 | 1 |  | 662527315885 | RecircSetter™, Lead Free Brass Thermostatic Balancing, Variable Set Point, Dual Isolation, Integrated Filter Ball® Strainer, Actuated Thermal Disinfection, 150 CWP
180-503G | Tail Piece Check Valve | 1/2" | 27.8023 | 1 | 1 |  | 662527313744 | RecircSetter™, Fits any Model, Installed on Downstream
180-504G | Tail Piece Check Valve | 3/4" | 35.3808 | 1 | 1 |  | 662527313751 | RecircSetter™, Fits any Model, Installed on Downstream
180-703G | Union Ball Valve | 1/2" | 57.7559 | 1 | 1 |  | 662527315021 | RecircSetter™, Fits any MG/MFG Model, For Dual Isolation
180-704G | Union Ball Valve | 3/4" | 64.3843 | 1 | 1 |  | 662527313782 | RecircSetter™, Fits any MG/MFG Model For Dual Isolation
180-713G | Union Ball Valve | 1/2" | 71.4168 | 1 | 1 |  | 662527315014 | RecircSetter™, Fits any MG/MFG Model, For Dual Isolation with Integrated Check Valve
180-714G | Union Ball Valve | 3/4" | 79.7051 | 1 | 1 |  | 662527313775 | RecircSetter™, Fits any MG/MFG Model, For Dual Isolation with Integrated Check Valve
180-723G | Filter Ball® Strainer | 1/2" | 81.3977 | 1 | 1 |  | 662527315779 | RecircSetter™, Fits any MFG Model, Integrated 3-Way Strainer
180-724G | Filter Ball® Strainer | 3/4" | 85.034 | 1 | 1 |  | 662527315786 | RecircSetter™, Fits any MFG Model, Integrated 3-Way Strainer
180-893 | N.C. Thermoelectric Actuator 24V |  | 94.7747 | 1 | 1 |  | 662527314765 | RecircSetter™, Fits any TB-150G/MG/MFG Model, Equipped with Limit Micro Switch and VA64 Ring Nut
180-TPW | Thermowell and Probe |  | 147.6493 | 1 | 1 |  | 662527316585 | RecircSetter™, Fits any TB-150G/MG/MFG Model
899-180 | Double Scale Thermometer |  | 11.3786 | 1 | 1 |  | 662527313768 | RecircSetter™, Fits any Model, 32°F-176°F
TBG-AFF | TBG - FNPT | 1/2" | 124.7501 |  |  |  | 662527308467 | Terminator B, Lead Free Brass Manual Balancing Valve, Quarter-Turn, Fixed Orifice, Threaded Connection, Union End, Integrated Ball Valve, Memory Stop, PT Ports, 600 WOG
TBG-BFF | TBG - FNPT | 3/4" | 130.1773 |  |  |  | 662527308191 | Terminator B, Lead Free Brass Manual Balancing Valve, Quarter-Turn, Fixed Orifice, Threaded Connection, Union End, Integrated Ball Valve, Memory Stop, PT Ports, 600 WOG
TGG-AFF | TGG - FNPT | 1/2" | 165.711 | 15 |  | 24 | 662527307545 | Terminator G, Lead Free Brass Manual Balancing Valve, Mult-Turn Globe Valve, Y-Pattern, Variable Orifice, Threaded Connection, Memory Stop, PT Ports, 300 WOG
TGG-BFF | TGG - FNPT | 3/4" | 179.9398 | 15 |  | 24 | 662527307552 | Terminator G, Lead Free Brass Manual Balancing Valve, Mult-Turn Globe Valve, Y-Pattern, Variable Orifice, Threaded Connection, Memory Stop, PT Ports, 300 WOG
TGG-CFF | TGG - FNPT | 1" | 235.9266 | 16 |  | 31 | 662527307569 | Terminator G, Lead Free Brass Manual Balancing Valve, Mult-Turn Globe Valve, Y-Pattern, Variable Orifice, Threaded Connection, Memory Stop, PT Ports, 300 WOG
TGG-DFF | TGG - FNPT | 1-1/4" | 348.2934 | 15 |  | 24 | 662527307576 | Terminator G, Lead Free Brass Manual Balancing Valve, Mult-Turn Globe Valve, Y-Pattern, Variable Orifice, Threaded Connection, Memory Stop, PT Ports, 300 WOG
TGG-EFF | TGG - FNPT | 1-1/2" | 387.802 | 15 |  | 24 | 662527307583 | Terminator G, Lead Free Brass Manual Balancing Valve, Mult-Turn Globe Valve, Y-Pattern, Variable Orifice, Threaded Connection, Memory Stop, PT Ports, 300 WOG
TGG-FFF | TGG - FNPT | 2" | 542.4292 | 15 |  | 24 | 662527307590 | Terminator G, Lead Free Brass Manual Balancing Valve, Mult-Turn Globe Valve, Y-Pattern, Variable Orifice, Threaded Connection, Memory Stop, PT Ports, 300 WOG
TGG-ACC | TGG - SWT | 1/2" | 162.1729 | 15 |  | 24 | 662527307606 | Terminator G, Lead Free Brass Manual Balancing Valve, Mult-Turn Globe Valve, Y-Pattern, Variable Orifice, Solder Connection, Memory Stop, PT Ports, 300 WOG
TGG-BCC | TGG - SWT | 3/4" | 175.7683 | 15 |  | 24 | 662527307613 | Terminator G, Lead Free Brass Manual Balancing Valve, Mult-Turn Globe Valve, Y-Pattern, Variable Orifice, Solder Connection, Memory Stop, PT Ports, 300 WOG
TGG-CCC | TGG - SWT | 1" | 231.4822 | 15 |  | 24 | 662527307620 | Terminator G, Lead Free Brass Manual Balancing Valve, Mult-Turn Globe Valve, Y-Pattern, Variable Orifice, Solder Connection, Memory Stop, PT Ports, 300 WOG
TGG-DCC | TGG - SWT | 1-1/4" | 342.746 | 12 |  | 26 | 662527307637 | Terminator G, Lead Free Brass Manual Balancing Valve, Mult-Turn Globe Valve, Y-Pattern, Variable Orifice, Solder Connection, Memory Stop, PT Ports, 300 WOG
TGG-ECC | TGG - SWT | 1-1/2" | 380.3436 | 15 |  | 24 | 662527307644 | Terminator G, Lead Free Brass Manual Balancing Valve, Mult-Turn Globe Valve, Y-Pattern, Variable Orifice, Solder Connection, Memory Stop, PT Ports, 300 WOG
TGG-FCC | TGG - SWT | 2" | 538.7491 | 15 |  | 24 | 662527307651 | Terminator G, Lead Free Brass Manual Balancing Valve, Mult-Turn Globe Valve, Y-Pattern, Variable Orifice, Solder Connection, Memory Stop, PT Ports, 300 WOG
TGG-APP | TGG - PRESS | 1/2" | 192.6912 |  |  |  | 662527330963 | Terminator G, Lead Free Brass Manual Balancing Valve, Multi-Turn Globe Valve, Y-Pattern, Variable Orifice, Press Connection, Memory Stop, PT Ports, 300 WOG
TGG-BPP | TGG - PRESS | 3/4" | 213.0128 |  |  |  | 662527330970 | Terminator G, Lead Free Brass Manual Balancing Valve, Multi-Turn Globe Valve, Y-Pattern, Variable Orifice, Press Connection, Memory Stop, PT Ports, 300 WOG
TGG-CPP | TGG - PRESS | 1" | 279.0632 |  |  |  | 662527330987 | Terminator G, Lead Free Brass Manual Balancing Valve, Multi-Turn Globe Valve, Y-Pattern, Variable Orifice, Press Connection, Memory Stop, PT Ports, 300 WOG
TGG-DPP | TGG - PRESS | 1-1/4" | 399.7448 |  |  |  | 662527330994 | Terminator G, Lead Free Brass Manual Balancing Valve, Multi-Turn Globe Valve, Y-Pattern, Variable Orifice, Press Connection, Memory Stop, PT Ports, 300 WOG
TGG-EPP | TGG - PRESS | 1-1/2" | 445.0888 |  |  |  | 662527331007 | Terminator G, Lead Free Brass Manual Balancing Valve, Multi-Turn Globe Valve, Y-Pattern, Variable Orifice, Press Connection, Memory Stop, PT Ports, 300 WOG
TGG-FPP | TGG - PRESS | 2" | 627.8688 |  |  |  | 662527331014 | Terminator G, Lead Free Brass Manual Balancing Valve, Multi-Turn Globe Valve, Y-Pattern, Variable Orifice, Press Connection, Memory Stop, PT Ports, 300 WOG
TAF-AFF | TAF | 1/2" | 312.0499 |  |  |  |  | Lead Free Brass Automatic Balancing Valve, Threaded Connection, Union End, Flow Limiter, PT Ports, 600 WOG
TAF-BFF | TAF | 3/4" | 318.0996 |  |  |  |  | Lead Free Brass Automatic Balancing Valve, Threaded Connection, Union End, Flow Limiter, PT Ports, 600 WOG
TAF-CFF | TAF | 1" | 363.5486 |  |  |  |  | Lead Free Brass Automatic Balancing Valve, Threaded Connection, Union End, Flow Limiter, PT Ports, 600 WOG
TRAA-BFF-Q | TRAA-BFF-Q | 3/4" | 586.5023 |  |  |  |  | Lead Free Brass Automatic Balancing Valve, Fixed Venturi, Threaded Connection with Drain, Memory Stop, 400 WOG
TRAB-BFF-Q | TRAB-BFF-Q | 3/4" | 312.6068 |  |  |  |  | Lead Free Brass Manual Balancing Valve, Fixed Venturi, Threaded Connection with Drain, 600 WOG
TB-AFF | TB - FNPT | 1/2" | 101.4468 |  |  |  |  | Terminator B, Brass Manual Balancing Valve, Quarter-Turn, Fixed Orifice, Threaded Connection, Union End, Integrated Ball Valve, Memory Stop, PT Ports, 600 WOG
TB-BFF | TB - FNPT | 3/4" | 105.1378 |  |  |  |  | Terminator B, Brass Manual Balancing Valve, Quarter-Turn, Fixed Orifice, Threaded Connection, Union End, Integrated Ball Valve, Memory Stop, PT Ports, 600 WOG
TB-CFF | TB - FNPT | 1" | 151.2529 |  |  |  |  | Terminator B, Brass Manual Balancing Valve, Quarter-Turn, Fixed Orifice, Threaded Connection, Union End, Integrated Ball Valve, Memory Stop, PT Ports, 600 WOG
TB-DFF | TB - FNPT | 1-1/4" | 230.543 |  |  |  |  | Terminator B, Brass Manual Balancing Valve, Quarter-Turn, Fixed Orifice, Threaded Connection, Union End, Integrated Ball Valve, Memory Stop, PT Ports, 600 WOG
TB-EFF | TB - FNPT | 1-1/2" | 285.8747 |  |  |  |  | Terminator B, Brass Manual Balancing Valve, Quarter-Turn, Fixed Orifice, Threaded Connection, Union End, Integrated Ball Valve, Memory Stop, PT Ports, 600 WOG
TB-FFF | TB - FNPT | 2" | 414.9818 |  |  |  |  | Terminator B, Brass Manual Balancing Valve, Quarter-Turn, Fixed Orifice, Threaded Connection, Union End, Integrated Ball Valve, Memory Stop, PT Ports, 600 WOG
TB-ACC | TB - SWT | 1/2" | 101.4468 |  |  |  |  | Terminator B, Brass Manual Balancing Valve, Quarter-Turn, Fixed Orifice, Solder Connection, Union End, Integrated Ball Valve, Memory Stop, PT Ports, 600 WOG
TB-BCC | TB - SWT | 3/4" | 105.1378 |  |  |  |  | Terminator B, Brass Manual Balancing Valve, Quarter-Turn, Fixed Orifice, Solder Connection, Union End, Integrated Ball Valve, Memory Stop, PT Ports, 600 WOG
TB-CCC | TB - SWT | 1" | 151.2529 |  |  |  |  | Terminator B, Brass Manual Balancing Valve, Quarter-Turn, Fixed Orifice, Solder Connection, Union End, Integrated Ball Valve, Memory Stop, PT Ports, 600 WOG
TB-DCC | TB - SWT | 1-1/4" | 230.543 |  |  |  |  | Terminator B, Brass Manual Balancing Valve, Quarter-Turn, Fixed Orifice, Solder Connection, Union End, Integrated Ball Valve, Memory Stop, PT Ports, 600 WOG
TB-ECC | TB - SWT | 1-1/2" | 285.8747 |  |  |  |  | Terminator B, Brass Manual Balancing Valve, Quarter-Turn, Fixed Orifice, Solder Connection, Union End, Integrated Ball Valve, Memory Stop, PT Ports, 600 WOG
TB-FCC | TB - SWT | 2" | 414.9818 |  |  |  |  | Terminator B, Brass Manual Balancing Valve, Quarter-Turn, Fixed Orifice, Solder Connection, Union End, Integrated Ball Valve, Memory Stop, PT Ports, 600 WOG
TG-AFF | TG - FNPT | 1/2" | 118.3619 | 15 |  | 24 | 662527304247 | Terminator G, Brass Manual Balancing Valve, Mult-Turn Globe Valve, Y-Pattern, Variable Orifice, Threaded Connection, Memory Stop, PT Ports, 300 WOG
TG-BFF | TG - FNPT | 3/4" | 128.5284 | 15 |  | 24 | 662527304254 | Terminator G, Brass Manual Balancing Valve, Mult-Turn Globe Valve, Y-Pattern, Variable Orifice, Threaded Connection, Memory Stop, PT Ports, 300 WOG
TG-CFF | TG - FNPT | 1" | 168.5174 | 16 |  | 31 | 662527304261 | Terminator G, Brass Manual Balancing Valve, Mult-Turn Globe Valve, Y-Pattern, Variable Orifice, Threaded Connection, Memory Stop, PT Ports, 300 WOG
TG-DFF | TG - FNPT | 1-1/4" | 248.7904 | 15 |  | 24 | 662527304278 | Terminator G, Brass Manual Balancing Valve, Mult-Turn Globe Valve, Y-Pattern, Variable Orifice, Threaded Connection, Memory Stop, PT Ports, 300 WOG
TG-EFF | TG - FNPT | 1-1/2" | 276.9967 | 15 |  | 24 | 662527304285 | Terminator G, Brass Manual Balancing Valve, Mult-Turn Globe Valve, Y-Pattern, Variable Orifice, Threaded Connection, Memory Stop, PT Ports, 300 WOG
TG-FFF | TG - FNPT | 2" | 402.948 | 15 |  | 24 | 662527304292 | Terminator G, Brass Manual Balancing Valve, Mult-Turn Globe Valve, Y-Pattern, Variable Orifice, Threaded Connection, Memory Stop, PT Ports, 300 WOG
TG-ACC | TG - SWT | 1/2" | 115.8394 | 15 |  | 24 | 662527315083 | Terminator G, Brass Manual Balancing Valve, Mult-Turn Globe Valve, Y-Pattern, Variable Orifice, Solder Connection, Memory Stop, PT Ports, 300 WOG
TG-BCC | TG - SWT | 3/4" | 125.5472 | 15 |  | 24 | 662527315090 | Terminator G, Brass Manual Balancing Valve, Mult-Turn Globe Valve, Y-Pattern, Variable Orifice, Solder Connection, Memory Stop, PT Ports, 300 WOG
TG-CCC | TG - SWT | 1" | 165.3506 | 15 |  | 24 | 662527315106 | Terminator G, Brass Manual Balancing Valve, Mult-Turn Globe Valve, Y-Pattern, Variable Orifice, Solder Connection, Memory Stop, PT Ports, 300 WOG
TG-DCC | TG - SWT | 1-1/4" | 244.8155 | 12 |  | 26 | 662527315113 | Terminator G, Brass Manual Balancing Valve, Mult-Turn Globe Valve, Y-Pattern, Variable Orifice, Solder Connection, Memory Stop, PT Ports, 300 WOG
TG-ECC | TG - SWT | 1-1/2" | 271.6678 | 15 |  | 24 | 662527315120 | Terminator G, Brass Manual Balancing Valve, Mult-Turn Globe Valve, Y-Pattern, Variable Orifice, Solder Connection, Memory Stop, PT Ports, 300 WOG
TG-FCC | TG - SWT | 2" | 395.0856 | 15 |  | 24 | 662527315137 | Terminator G, Brass Manual Balancing Valve, Mult-Turn Globe Valve, Y-Pattern, Variable Orifice, Solder Connection, Memory Stop, PT Ports, 300 WOG
TG-GFF | TG - Flanged | 2-1/2" | 919.1036 | 1 |  |  | 662527304308 | Terminator G, Ductile Iron Manual Balancing Valve, Multi-Turn Globe Valve, Y-Pattern, Variable Orifice, Flanged Connection, Memory Stop, PT Ports, 230 WOG
TG-HFF | TG - Flanged | 3" | 1004.4544 | 1 |  |  | 662527304315 | Terminator G, Ductile Iron Manual Balancing Valve, Multi-Turn Globe Valve, Y-Pattern, Variable Orifice, Flanged Connection, Memory Stop, PT Ports, 230 WOG
TG-IFF | TG - Flanged | 4" | 1478.3933 | 1 |  |  | 662527304322 | Terminator G, Ductile Iron Manual Balancing Valve, Multi-Turn Globe Valve, Y-Pattern, Variable Orifice, Flanged Connection, Memory Stop, PT Ports, 230 WOG
TG-KFF | TG - Flanged | 6" | 2786.4455 | 1 |  |  | 662527304339 | Terminator G, Ductile Iron Manual Balancing Valve, Multi-Turn Globe Valve, Y-Pattern, Variable Orifice, Flanged Connection, Memory Stop, PT Ports, 230 WOG
TG-LFF | TG - Flanged | 8" | 5033.989 | 1 |  |  | 662527304346 | Terminator G, Ductile Iron Manual Balancing Valve, Multi-Turn Globe Valve, Y-Pattern, Variable Orifice, Flanged Connection, Memory Stop, PT Ports, 230 WOG
TG-MFF | TG - Flanged | 10" | 11465.4649 | 1 |  |  | 662527304353 | Terminator G, Ductile Iron Manual Balancing Valve, Multi-Turn Globe Valve, Y-Pattern, Variable Orifice, Flanged Connection, Memory Stop, PT Ports, 230 WOG
TG-NFF | TG - Flanged | 12" | 15930.238 | 1 |  |  | 662527304360 | Terminator G, Ductile Iron Manual Balancing Valve, Multi-Turn Globe Valve, Y-Pattern, Variable Orifice, Flanged Connection, Memory Stop, PT Ports, 230 WOG
TG-GGG | TG - Grooved | 2-1/2" | 899.2838 | 1 |  |  | 662527316448 | Terminator G, Ductile Iron Manual Balancing Valve, Multi-Turn Globe Valve, Y-Pattern, Variable Orifice, Grooved Connection, Memory Stop, PT Ports, 230 WOG
TG-HGG | TG - Grooved | 3" | 1048.0142 | 1 |  |  | 662527316455 | Terminator G, Ductile Iron Manual Balancing Valve, Multi-Turn Globe Valve, Y-Pattern, Variable Orifice, Grooved Connection, Memory Stop, PT Ports, 230 WOG
TG-IGG | TG - Grooved | 4" | 1624.754 | 1 |  |  | 662527316462 | Terminator G, Ductile Iron Manual Balancing Valve, Multi-Turn Globe Valve, Y-Pattern, Variable Orifice, Grooved Connection, Memory Stop, PT Ports, 230 WOG
TG-KGG | TG - Grooved | 6" | 2763.1531 | 1 |  |  | 662527316479 | Terminator G, Ductile Iron Manual Balancing Valve, Multi-Turn Globe Valve, Y-Pattern, Variable Orifice, Grooved Connection, Memory Stop, PT Ports, 230 WOG
TG-LGG | TG - Grooved | 8" | 5246.6232 | 1 |  |  | 662527316486 | Terminator G, Ductile Iron Manual Balancing Valve, Multi-Turn Globe Valve, Y-Pattern, Variable Orifice, Grooved Connection, Memory Stop, PT Ports, 230 WOG
TG-MGG | TG - Grooved | 10" | 11251.2145 | 1 |  |  | 662527316493 | Terminator G, Ductile Iron Manual Balancing Valve, Multi-Turn Globe Valve, Y-Pattern, Variable Orifice, Grooved Connection, Memory Stop, PT Ports, 230 WOG
TG-NGG | TG - Grooved | 12" | 15779.5529 | 1 |  |  | 662527316509 | Terminator G, Ductile Iron Manual Balancing Valve, Multi-Turn Globe Valve, Y-Pattern, Variable Orifice, Grooved Connection, Memory Stop, PT Ports, 230 WOG
600-02DSEL | BFV-Lug | 2” | 197.0904 | 1 | 1 |  | 662527299161 | Resilient Seated Butterfly Valve, Lug Style, Epoxy-Coated Ductile Iron Body, Stainless Steel Disc, EPDM Seat, Lever Handle
600-212DSEL | BFV-Lug | 2-1/2” | 240.5104 | 1 | 1 |  | 662527299659 | Resilient Seated Butterfly Valve, Lug Style, Epoxy-Coated Ductile Iron Body, Stainless Steel Disc, EPDM Seat, Lever Handle
600-03DSEL | BFV-Lug | 3” | 271.648 | 1 | 1 |  | 662527298973 | Resilient Seated Butterfly Valve, Lug Style, Epoxy-Coated Ductile Iron Body, Stainless Steel Disc, EPDM Seat, Lever Handle
600-04DSEL | BFV-Lug | 4” | 403.0728 | 1 | 1 |  | 662527299109 | Resilient Seated Butterfly Valve, Lug Style, Epoxy-Coated Ductile Iron Body, Stainless Steel Disc, EPDM Seat, Lever Handle
600-04DSEG | BFV-Lug | 4" | 581.9008 | 1 | 1 |  | 662527313898 | Resilient Seated Butterfly Valve, Lug Style, Epoxy-Coated Ductile Iron Body, Stainless Steel Disc, EPDM Seat, Gear Operator
600-05DSEL | BFV-Lug | 5” | 514.956 | 1 | 1 |  | 662527299062 | Resilient Seated Butterfly Valve, Lug Style, Epoxy-Coated Ductile Iron Body, Stainless Steel Disc, EPDM Seat, Lever Handle
600-06DSEL | BFV-Lug | 6” | 664.8512 | 1 | 1 |  | 662527299017 | Resilient Seated Butterfly Valve, Lug Style, Epoxy-Coated Ductile Iron Body, Stainless Steel Disc, EPDM Seat, Lever Handle
600-06DSEG | BFV-Lug | 6" | 843.6896 | 1 | 1 |  | 662527313256 | Resilient Seated Butterfly Valve, Lug Style, Epoxy-Coated Ductile Iron Body, Stainless Steel Disc, EPDM Seat, Gear Operator
600-08DSEB | BFV-Lug | 8” | 1061.684 | 1 | 1 |  | 662527296702 | Resilient Seated Butterfly Valve, Lug Style, Epoxy-Coated Ductile Iron Body, Stainless Steel Disc, EPDM Seat, Bare Stem
600-08DSEG | BFV-Lug | 8" | 1364.5944 | 1 | 1 |  | 662527313270 | Resilient Seated Butterfly Valve, Lug Style, Epoxy-Coated Ductile Iron Body, Stainless Steel Disc, EPDM Seat, Gear Operator
600-10DSEG | BFV-Lug | 10” | 2004.3608 | 1 | 1 |  | 662527309921 | Resilient Seated Butterfly Valve, Lug Style, Epoxy-Coated Ductile Iron Body, Stainless Steel Disc, EPDM Seat, Gear Operator
600-12DSEG | BFV-Lug | 12” | 2948.8576 | 1 | 1 |  | 662527309969 | Resilient Seated Butterfly Valve, Lug Style, Epoxy-Coated Ductile Iron Body, Stainless Steel Disc, EPDM Seat, Gear Operator
600-14DSEG | BFV-Lug | 14” | 3719.7472 | 1 | 1 |  | 662527307682 | Resilient Seated Butterfly Valve, Lug Style, Epoxy-Coated Ductile Iron Body, Stainless Steel Disc, EPDM Seat, Gear Operator
600-16DSEG | BFV-Lug | 16” | 6211.0048 | 1 | 1 |  | 662527307729 | Resilient Seated Butterfly Valve, Lug Style, Epoxy-Coated Ductile Iron Body, Stainless Steel Disc, EPDM Seat, Gear Operator
600-18DSEG | BFV-Lug | 18” | 8118.3856 | 1 | 1 |  | 662527307767 | Resilient Seated Butterfly Valve, Lug Style, Epoxy-Coated Ductile Iron Body, Stainless Steel Disc, EPDM Seat, Gear Operator
600-20DSEG | BFV-Lug | 20” | 10513.1 | 1 | 1 |  | 662527307804 | Resilient Seated Butterfly Valve, Lug Style, Epoxy-Coated Ductile Iron Body, Stainless Steel Disc, EPDM Seat, Gear Operator
600-24DSEG | BFV-Lug | 24” | 15966.2776 | 1 | 1 |  | 662527307842 | Resilient Seated Butterfly Valve, Lug Style, Epoxy-Coated Ductile Iron Body, Stainless Steel Disc, EPDM Seat, Gear Operator
600-30DSEG | BFV-Lug | 30" | 26317.3872 | 1 | 1 |  | 662527307880 | Resilient Seated Butterfly Valve, Lug Style, Epoxy-Coated Ductile Iron Body, Stainless Steel Disc, EPDM Seat, Gear Operator
600-36DSEG | BFV-Lug | 36" | 40686.1208 | 1 | 1 |  | 662527307910 | Resilient Seated Butterfly Valve, Lug Style, Epoxy-Coated Ductile Iron Body, Stainless Steel Disc, EPDM Seat, Gear Operator
600-02DSBL | BFV-Lug | 2” | 197.0904 | 1 | 1 |  | 662527299154 | Resilient Seated Butterfly Valve, Lug Style, Epoxy-Coated Ductile Iron Body, Stainless Steel Disc, Buna Seat, Lever Handle
600-212DSBL | BFV-Lug | 2-1/2” | 240.5104 | 1 | 1 |  | 662527299666 | Resilient Seated Butterfly Valve, Lug Style, Epoxy-Coated Ductile Iron Body, Stainless Steel Disc, Buna Seat, Lever Handle
600-03DSBL | BFV-Lug | 3” | 271.648 | 1 | 1 |  | 662527299093 | Resilient Seated Butterfly Valve, Lug Style, Epoxy-Coated Ductile Iron Body, Stainless Steel Disc, Buna Seat, Lever Handle
600-04DSBL | BFV-Lug | 4” | 403.0728 | 1 | 1 |  | 662527298997 | Resilient Seated Butterfly Valve, Lug Style, Epoxy-Coated Ductile Iron Body, Stainless Steel Disc, Buna Seat, Lever Handle
600-05DSBL | BFV-Lug | 5” | 485.8048 | 1 | 1 |  | 662527299215 | Resilient Seated Butterfly Valve, Lug Style, Epoxy-Coated Ductile Iron Body, Stainless Steel Disc, Buna Seat, Lever Handle
600-06DSBL | BFV-Lug | 6” | 664.8512 | 1 | 1 |  | 662527299246 | Resilient Seated Butterfly Valve, Lug Style, Epoxy-Coated Ductile Iron Body, Stainless Steel Disc, Buna Seat, Lever Handle
600-08DSBB | BFV-Lug | 8” | 1061.684 | 1 | 1 |  | 662527296696 | Resilient Seated Butterfly Valve, Lug Style, Epoxy-Coated Ductile Iron Body, Stainless Steel Disc, Buna Seat, Bare Stem
600-10DSBG | BFV-Lug | 10” | 2004.3608 | 1 | 1 |  | 662527309914 | Resilient Seated Butterfly Valve, Lug Style, Epoxy-Coated Ductile Iron Body, Stainless Steel Disc, Buna Seat, Gear Operator
600-12DSBG | BFV-Lug | 12” | 2948.8576 | 1 | 1 |  | 662527309952 | Resilient Seated Butterfly Valve, Lug Style, Epoxy-Coated Ductile Iron Body, Stainless Steel Disc, Buna Seat, Gear Operator
600-14DSBG | BFV-Lug | 14” | 3723.3872 | 1 | 1 |  | 662527307675 | Resilient Seated Butterfly Valve, Lug Style, Epoxy-Coated Ductile Iron Body, Stainless Steel Disc, Buna Seat, Gear Operator
600-16DSBG | BFV-Lug | 16” | 6222.4032 | 1 | 1 |  | 662527307712 | Resilient Seated Butterfly Valve, Lug Style, Epoxy-Coated Ductile Iron Body, Stainless Steel Disc, Buna Seat, Gear Operator
600-18DSBG | BFV-Lug | 18” | 8134.6824 | 1 | 1 |  | 662527307750 | Resilient Seated Butterfly Valve, Lug Style, Epoxy-Coated Ductile Iron Body, Stainless Steel Disc, Buna Seat, Gear Operator
600-20DSBG | BFV-Lug | 20” | 10533.3384 | 1 | 1 |  | 662527307798 | Resilient Seated Butterfly Valve, Lug Style, Epoxy-Coated Ductile Iron Body, Stainless Steel Disc, Buna Seat, Gear Operator
600-24DSBG | BFV-Lug | 24” | 16001.7312 | 1 | 1 |  | 662527307835 | Resilient Seated Butterfly Valve, Lug Style, Epoxy-Coated Ductile Iron Body, Stainless Steel Disc, Buna Seat, Gear Operator
600-02DSPL | BFV-Lug | 2” | 256.8072 | 1 | 1 |  | 662527299178 | Resilient Seated Butterfly Valve, Lug Style, Epoxy-Coated Ductile Iron Body, Stainless Steel Disc, PTFE Seat, Lever Handle
600-212DSPL | BFV-Lug | 2-1/2” | 324.6776 | 1 | 1 |  | 662527299673 | Resilient Seated Butterfly Valve, Lug Style, Epoxy-Coated Ductile Iron Body, Stainless Steel Disc, PTFE Seat, Lever Handle
600-03DSPL | BFV-Lug | 3” | 380.2968 | 1 | 1 |  | 662527298980 | Resilient Seated Butterfly Valve, Lug Style, Epoxy-Coated Ductile Iron Body, Stainless Steel Disc, PTFE Seat, Lever Handle
600-04DSPL | BFV-Lug | 4” | 533.3432 | 1 | 1 |  | 662527299208 | Resilient Seated Butterfly Valve, Lug Style, Epoxy-Coated Ductile Iron Body, Stainless Steel Disc, PTFE Seat, Lever Handle
600-04DSPG | BFV-Lug | 4" | 712.192 | 1 | 1 |  | 662527313881 | Resilient Seated Butterfly Valve, Lug Style, Epoxy-Coated Ductile Iron Body, Stainless Steel Disc, PTFE Seat, Lever Handle
600-05DSPL | BFV-Lug | 5” | 686.8992 | 1 | 1 |  | 662527299222 | Resilient Seated Butterfly Valve, Lug Style, Epoxy-Coated Ductile Iron Body, Stainless Steel Disc, PTFE Seat, Lever Handle
600-06DSPL | BFV-Lug | 6” | 885.456 | 1 | 1 |  | 662527298966 | Resilient Seated Butterfly Valve, Lug Style, Epoxy-Coated Ductile Iron Body, Stainless Steel Disc, PTFE Seat, Lever Handle
600-06DSPG | BFV-Lug | 6" | 1064.284 | 1 | 1 |  | 662527313249 | Resilient Seated Butterfly Valve, Lug Style, Epoxy-Coated Ductile Iron Body, Stainless Steel Disc, PTFE Seat, Lever Handle
600-08DSPB | BFV-Lug | 8” | 1407.744 | 1 | 1 |  | 662527296719 | Resilient Seated Butterfly Valve, Lug Style, Epoxy-Coated Ductile Iron Body, Stainless Steel Disc, PTFE Seat, Bare Stem
600-08DSPG | BFV-Lug | 8" | 1710.6544 | 1 | 1 |  | 662527313287 | Resilient Seated Butterfly Valve, Lug Style, Epoxy-Coated Ductile Iron Body, Stainless Steel Disc, PTFE Seat, Gear Operator
600-10DSPG | BFV-Lug | 10” | 2410.3768 | 1 | 1 |  | 662527309938 | Resilient Seated Butterfly Valve, Lug Style, Epoxy-Coated Ductile Iron Body, Stainless Steel Disc, PTFE Seat, Gear Operator
600-12DSPG | BFV-Lug | 12” | 3820.0344 | 1 | 1 |  | 662527309976 | Resilient Seated Butterfly Valve, Lug Style, Epoxy-Coated Ductile Iron Body, Stainless Steel Disc, PTFE Seat, Gear Operator
600-14DSPG | BFV-Lug | 14” | 5094.9808 | 1 | 1 |  | 662527307699 | Resilient Seated Butterfly Valve, Lug Style, Epoxy-Coated Ductile Iron Body, Stainless Steel Disc, PTFE Seat, Gear Operator
600-16DSPG | BFV-Lug | 16” | 7836.4 | 1 | 1 |  | 662527307736 | Resilient Seated Butterfly Valve, Lug Style, Epoxy-Coated Ductile Iron Body, Stainless Steel Disc, PTFE Seat, Gear Operator
600-18DSPG | BFV-Lug | 18” | 10506.2256 | 1 | 1 |  | 662527307774 | Resilient Seated Butterfly Valve, Lug Style, Epoxy-Coated Ductile Iron Body, Stainless Steel Disc, PTFE Seat, Gear Operator
600-20DSPG | BFV-Lug | 20” | 14251.9208 | 1 | 1 |  | 662527307811 | Resilient Seated Butterfly Valve, Lug Style, Epoxy-Coated Ductile Iron Body, Stainless Steel Disc, PTFE Seat, Gear Operator
600-24DSPG | BFV-Lug | 24” | 22689.8048 | 1 | 1 |  | 662527307859 | Resilient Seated Butterfly Valve, Lug Style, Epoxy-Coated Ductile Iron Body, Stainless Steel Disc, PTFE Seat, Gear Operator
600-02DSVL | BFV-Lug | 2” | 384.2072 | 1 | 1 |  | 662527299185 | Resilient Seated Butterfly Valve, Lug Style, Epoxy-Coated Ductile Iron Body, Stainless Steel Disc, Viton® Seat, Lever Handle
600-212DSVL | BFV-Lug | 2-1/2” | 482.2688 | 1 | 1 |  | 662527299680 | Resilient Seated Butterfly Valve, Lug Style, Epoxy-Coated Ductile Iron Body, Stainless Steel Disc, Viton® Seat, Lever Handle
600-03DSVL | BFV-Lug | 3” | 589.6176 | 1 | 1 |  | 662527299192 | Resilient Seated Butterfly Valve, Lug Style, Epoxy-Coated Ductile Iron Body, Stainless Steel Disc, Viton® Seat, Lever Handle
600-04DSVL | BFV-Lug | 4” | 830.1176 | 1 | 1 |  | 662527299000 | Resilient Seated Butterfly Valve, Lug Style, Epoxy-Coated Ductile Iron Body, Stainless Steel Disc, Viton® Seat, Lever Handle
600-05DSVL | BFV-Lug | 5” | 1007.3856 | 1 | 1 |  | 662527299239 | Resilient Seated Butterfly Valve, Lug Style, Epoxy-Coated Ductile Iron Body, Stainless Steel Disc, Viton® Seat, Lever Handle
600-06DSVL | BFV-Lug | 6” | 1305.5328 | 1 | 1 |  | 662527299024 | Resilient Seated Butterfly Valve, Lug Style, Epoxy-Coated Ductile Iron Body, Stainless Steel Disc, Viton® Seat, Lever Handle
600-08DSVB | BFV-Lug | 8” | 1882.348 | 1 | 1 |  | 662527296726 | Resilient Seated Butterfly Valve, Lug Style, Epoxy-Coated Ductile Iron Body, Stainless Steel Disc, Viton® Seat, Bare Stem
600-10DSVG | BFV-Lug | 10” | 3200.6312 | 1 | 1 |  | 662527309945 | Resilient Seated Butterfly Valve, Lug Style, Epoxy-Coated Ductile Iron Body, Stainless Steel Disc, Viton® Seat, Gear Operator
600-12DSVG | BFV-Lug | 12” | 4345.4008 | 1 | 1 |  | 662527309983 | Resilient Seated Butterfly Valve, Lug Style, Epoxy-Coated Ductile Iron Body, Stainless Steel Disc, Viton® Seat, Gear Operator
600-14DSVG | BFV-Lug | 14” | 5308.8984 | 1 | 1 |  | 662527307705 | Resilient Seated Butterfly Valve, Lug Style, Epoxy-Coated Ductile Iron Body, Stainless Steel Disc, Viton® Seat, Gear Operator
600-16DSVG | BFV-Lug | 16” | 8867.976 | 1 | 1 |  | 662527307743 | Resilient Seated Butterfly Valve, Lug Style, Epoxy-Coated Ductile Iron Body, Stainless Steel Disc, Viton® Seat, Gear Operator
600-18DSVG | BFV-Lug | 18” | 11353.2536 | 1 | 1 |  | 662527307781 | Resilient Seated Butterfly Valve, Lug Style, Epoxy-Coated Ductile Iron Body, Stainless Steel Disc, Viton® Seat, Gear Operator
600-20DSVG | BFV-Lug | 20” | 14699.5992 | 1 | 1 |  | 662527307828 | Resilient Seated Butterfly Valve, Lug Style, Epoxy-Coated Ductile Iron Body, Stainless Steel Disc, Viton® Seat, Gear Operator
600-24DSVG | BFV-Lug | 24” | 22214.8264 | 1 | 1 |  | 662527307866 | Resilient Seated Butterfly Valve, Lug Style, Epoxy-Coated Ductile Iron Body, Stainless Steel Disc, Viton® Seat, Gear Operator
600-02DSCL | BFV-Lug | 2” | 177.3824 | 1 | 1 |  | 662527327994 | Resilient Seated Butterfly Valve, Lug Style, Epoxy-Coated Ductile Iron Body, Stainless Steel Disc, C EPDM Seat, Lever Handle
600-212DSCL | BFV-Lug | 2-1/2” | 216.4552 | 1 | 1 |  | 662527328236 | Resilient Seated Butterfly Valve, Lug Style, Epoxy-Coated Ductile Iron Body, Stainless Steel Disc, C EPDM Seat, Lever Handle
600-03DSCL | BFV-Lug | 3” | 244.4832 | 1 | 1 |  | 662527328007 | Resilient Seated Butterfly Valve, Lug Style, Epoxy-Coated Ductile Iron Body, Stainless Steel Disc, C EPDM Seat, Lever Handle
600-04DSCL | BFV-Lug | 4” | 362.7624 | 1 | 1 |  | 662527328021 | Resilient Seated Butterfly Valve, Lug Style, Epoxy-Coated Ductile Iron Body, Stainless Steel Disc, C EPDM Seat, Lever Handle
600-04DSCG | BFV-Lug | 4" | 523.7128 | 1 | 1 |  | 662527328014 | Resilient Seated Butterfly Valve, Lug Style, Epoxy-Coated Ductile Iron Body, Stainless Steel Disc, C EPDM Seat, Gear Operator
600-05DSCL | BFV-Lug | 5” | 463.4656 | 1 | 1 |  | 662527328038 | Resilient Seated Butterfly Valve, Lug Style, Epoxy-Coated Ductile Iron Body, Stainless Steel Disc, C EPDM Seat, Lever Handle
600-06DSCL | BFV-Lug | 6” | 598.364 | 1 | 1 |  | 662527328045 | Resilient Seated Butterfly Valve, Lug Style, Epoxy-Coated Ductile Iron Body, Stainless Steel Disc, C EPDM Seat, Lever Handle
600-06DSCG | BFV-Lug | 6" | 759.3248 | 1 | 1 |  | 662527328090 | Resilient Seated Butterfly Valve, Lug Style, Epoxy-Coated Ductile Iron Body, Stainless Steel Disc, C EPDM Seat, Gear Operator
600-08DSCL | BFV-Lug | 8” | 1020.8952 | 1 | 1 |  | 662527328106 | Resilient Seated Butterfly Valve, Lug Style, Epoxy-Coated Ductile Iron Body, Stainless Steel Disc, C EPDM Seat, Lever Handle
600-08DSCG | BFV-Lug | 8" | 1228.136 | 1 | 1 |  | 662527328069 | Resilient Seated Butterfly Valve, Lug Style, Epoxy-Coated Ductile Iron Body, Stainless Steel Disc, C EPDM Seat, Gear Operator
600-10DSCG | BFV-Lug | 10” | 1803.9216 | 1 | 1 |  | 662527328076 | Resilient Seated Butterfly Valve, Lug Style, Epoxy-Coated Ductile Iron Body, Stainless Steel Disc, C EPDM Seat, Gear Operator
600-12DSCG | BFV-Lug | 12” | 2653.9656 | 1 | 1 |  | 662527328083 | Resilient Seated Butterfly Valve, Lug Style, Epoxy-Coated Ductile Iron Body, Stainless Steel Disc, C EPDM Seat, Gear Operator
900-02DSEL | BFV-Wafer | 2” | 181.2304 | 1 | 1 |  | 662527299116 | Resilient Seated Butterfly Valve, Wafer Style, Epoxy-Coated Ductile Iron Body, Stainless Steel Disc, EPDM Seat, Lever Handle
900-212DSEL | BFV-Wafer | 2-1/2” | 219.3256 | 1 | 1 |  | 662527299758 | Resilient Seated Butterfly Valve, Wafer Style, Epoxy-Coated Ductile Iron Body, Stainless Steel Disc, EPDM Seat, Lever Handle
900-03DSEL | BFV-Wafer | 3” | 252.6888 | 1 | 1 |  | 662527299284 | Resilient Seated Butterfly Valve, Wafer Style, Epoxy-Coated Ductile Iron Body, Stainless Steel Disc, EPDM Seat, Lever Handle
900-04DSEL | BFV-Wafer | 4” | 352.6848 | 1 | 1 |  | 662527299130 | Resilient Seated Butterfly Valve, Wafer Style, Epoxy-Coated Ductile Iron Body, Stainless Steel Disc, EPDM Seat, Lever Handle
900-05DSEL | BFV-Wafer | 5” | 429.884 | 1 | 1 |  | 662527299710 | Resilient Seated Butterfly Valve, Wafer Style, Epoxy-Coated Ductile Iron Body, Stainless Steel Disc, EPDM Seat, Lever Handle
900-06DSEL | BFV-Wafer | 6” | 583.7208 | 1 | 1 |  | 662527299055 | Resilient Seated Butterfly Valve, Wafer Style, Epoxy-Coated Ductile Iron Body, Stainless Steel Disc, EPDM Seat, Lever Handle
900-08DSEB | BFV-Wafer | 8” | 974.5528 | 1 | 1 |  | 662527296078 | Resilient Seated Butterfly Valve, Wafer Style, Epoxy-Coated Ductile Iron Body, Stainless Steel Disc, EPDM Seat, Bare Stem
900-10DSEG | BFV-Wafer | 10” | 1728.7504 | 1 | 1 |  | 662527310002 | Resilient Seated Butterfly Valve, Wafer Style, Epoxy-Coated Ductile Iron Body, Stainless Steel Disc, EPDM Seat, Gear Operator
900-12DSEG | BFV-Wafer | 12” | 2593.8432 | 1 | 1 |  | 662527310040 | Resilient Seated Butterfly Valve, Wafer Style, Epoxy-Coated Ductile Iron Body, Stainless Steel Disc, EPDM Seat, Gear Operator
900-14DSEG | BFV-Wafer | 14” | 3097.2448 | 1 | 1 |  | 662527307941 | Resilient Seated Butterfly Valve, Wafer Style, Epoxy-Coated Ductile Iron Body, Stainless Steel Disc, EPDM Seat, Gear Operator
900-16DSEG | BFV-Wafer | 16” | 5145.1504 | 1 | 1 |  | 662527307989 | Resilient Seated Butterfly Valve, Wafer Style, Epoxy-Coated Ductile Iron Body, Stainless Steel Disc, EPDM Seat, Gear Operator
900-18DSEG | BFV-Wafer | 18” | 6777.0248 | 1 | 1 |  | 662527308023 | Resilient Seated Butterfly Valve, Wafer Style, Epoxy-Coated Ductile Iron Body, Stainless Steel Disc, EPDM Seat, Gear Operator
900-20DSEG | BFV-Wafer | 20” | 8613.4984 | 1 | 1 |  | 662527308061 | Resilient Seated Butterfly Valve, Wafer Style, Epoxy-Coated Ductile Iron Body, Stainless Steel Disc, EPDM Seat, Gear Operator
900-24DSEG | BFV-Wafer | 24” | 13939.9832 | 1 | 1 |  | 662527308108 | Resilient Seated Butterfly Valve, Wafer Style, Epoxy-Coated Ductile Iron Body, Stainless Steel Disc, EPDM Seat, Gear Operator
900-02DSBL | BFV-Wafer | 2” | 181.2304 | 1 | 1 |  | 662527299123 | Resilient Seated Butterfly Valve, Wafer Style, Epoxy-Coated Ductile Iron Body, Stainless Steel Disc, Buna Seat, Lever Handle
900-212DSBL | BFV-Wafer | 2-1/2” | 219.3256 | 1 | 1 |  | 662527299741 | Resilient Seated Butterfly Valve, Wafer Style, Epoxy-Coated Ductile Iron Body, Stainless Steel Disc, Buna Seat, Lever Handle
900-03DSBL | BFV-Wafer | 3” | 252.6888 | 1 | 1 |  | 662527299277 | Resilient Seated Butterfly Valve, Wafer Style, Epoxy-Coated Ductile Iron Body, Stainless Steel Disc, Buna Seat, Lever Handle
900-04DSBL | BFV-Wafer | 4” | 352.6848 | 1 | 1 |  | 662527299291 | Resilient Seated Butterfly Valve, Wafer Style, Epoxy-Coated Ductile Iron Body, Stainless Steel Disc, Buna Seat, Lever Handle
900-05DSBL | BFV-Wafer | 5” | 429.884 | 1 | 1 |  | 662527299703 | Resilient Seated Butterfly Valve, Wafer Style, Epoxy-Coated Ductile Iron Body, Stainless Steel Disc, Buna Seat, Lever Handle
900-06DSBL | BFV-Wafer | 6” | 583.7208 | 1 | 1 |  | 662527299314 | Resilient Seated Butterfly Valve, Wafer Style, Epoxy-Coated Ductile Iron Body, Stainless Steel Disc, Buna Seat, Bare Stem
900-08DSBB | BFV-Wafer | 8” | 974.5528 | 1 | 1 |  | 662527296061 | Resilient Seated Butterfly Valve, Wafer Style, Epoxy-Coated Ductile Iron Body, Stainless Steel Disc, Buna Seat, Gear Operator
900-10DSBG | BFV-Wafer | 10” | 1728.7504 | 1 | 1 |  | 662527309990 | Resilient Seated Butterfly Valve, Wafer Style, Epoxy-Coated Ductile Iron Body, Stainless Steel Disc, Buna Seat, Gear Operator
900-12DSBG | BFV-Wafer | 12” | 2593.8432 | 1 | 1 |  | 662527310033 | Resilient Seated Butterfly Valve, Wafer Style, Epoxy-Coated Ductile Iron Body, Stainless Steel Disc, Buna Seat, Gear Operator
900-14DSBG | BFV-Wafer | 14” | 3100.6768 | 1 | 1 |  | 662527307934 | Resilient Seated Butterfly Valve, Wafer Style, Epoxy-Coated Ductile Iron Body, Stainless Steel Disc, Buna Seat, Gear Operator
900-16DSBG | BFV-Wafer | 16” | 5155.9872 | 1 | 1 |  | 662527307972 | Resilient Seated Butterfly Valve, Wafer Style, Epoxy-Coated Ductile Iron Body, Stainless Steel Disc, Buna Seat, Gear Operator
900-18DSBG | BFV-Wafer | 18” | 6792.3128 | 1 | 1 |  | 662527308016 | Resilient Seated Butterfly Valve, Wafer Style, Epoxy-Coated Ductile Iron Body, Stainless Steel Disc, Buna Seat, Gear Operator
900-20DSBG | BFV-Wafer | 20” | 8632.5824 | 1 | 1 |  | 662527308054 | Resilient Seated Butterfly Valve, Wafer Style, Epoxy-Coated Ductile Iron Body, Stainless Steel Disc, Buna Seat, Gear Operator
900-24DSBG | BFV-Wafer | 24” | 13973.336 | 1 | 1 |  | 662527308092 | Resilient Seated Butterfly Valve, Wafer Style, Epoxy-Coated Ductile Iron Body, Stainless Steel Disc, Buna Seat, Gear Operator
900-02DSPL | BFV-Wafer | 2” | 238.2952 | 1 | 1 |  | 662527299253 | Resilient Seated Butterfly Valve, Wafer Style, Epoxy-Coated Ductile Iron Body, Stainless Steel Disc, PTFE Seat, Lever Handle
900-212DSPL | BFV-Wafer | 2-1/2” | 302.484 | 1 | 1 |  | 662527299765 | Resilient Seated Butterfly Valve, Wafer Style, Epoxy-Coated Ductile Iron Body, Stainless Steel Disc, PTFE Seat, Lever Handle
900-03DSPL | BFV-Wafer | 3” | 360.8696 | 1 | 1 |  | 662527299147 | Resilient Seated Butterfly Valve, Wafer Style, Epoxy-Coated Ductile Iron Body, Stainless Steel Disc, PTFE Seat, Lever Handle
900-04DSPL | BFV-Wafer | 4” | 480.3968 | 1 | 1 |  | 662527299307 | Resilient Seated Butterfly Valve, Wafer Style, Epoxy-Coated Ductile Iron Body, Stainless Steel Disc, PTFE Seat, Lever Handle
900-05DSPL | BFV-Wafer | 5” | 583.9496 | 1 | 1 |  | 662527299727 | Resilient Seated Butterfly Valve, Wafer Style, Epoxy-Coated Ductile Iron Body, Stainless Steel Disc, PTFE Seat, Lever Handle
900-06DSPL | BFV-Wafer | 6” | 801.6424 | 1 | 1 |  | 662527299321 | Resilient Seated Butterfly Valve, Wafer Style, Epoxy-Coated Ductile Iron Body, Stainless Steel Disc, PTFE Seat, Lever Handle
900-08DSPB | BFV-Wafer | 8” | 1316.8896 | 1 | 1 |  | 662527296481 | Resilient Seated Butterfly Valve, Wafer Style, Epoxy-Coated Ductile Iron Body, Stainless Steel Disc, PTFE Seat, Bare Stem
900-10DSPG | BFV-Wafer | 10” | 2097.2536 | 1 | 1 |  | 662527310019 | Resilient Seated Butterfly Valve, Wafer Style, Epoxy-Coated Ductile Iron Body, Stainless Steel Disc, PTFE Seat, Gear Operator
900-12DSPG | BFV-Wafer | 12” | 3403.2024 | 1 | 1 |  | 662527310057 | Resilient Seated Butterfly Valve, Wafer Style, Epoxy-Coated Ductile Iron Body, Stainless Steel Disc, PTFE Seat, Gear Operator
900-14DSPG | BFV-Wafer | 14” | 4367.2096 | 1 | 1 |  | 662527307958 | Resilient Seated Butterfly Valve, Wafer Style, Epoxy-Coated Ductile Iron Body, Stainless Steel Disc, PTFE Seat, Gear Operator
900-16DSPG | BFV-Wafer | 16” | 6630.9048 | 1 | 1 |  | 662527307996 | Resilient Seated Butterfly Valve, Wafer Style, Epoxy-Coated Ductile Iron Body, Stainless Steel Disc, PTFE Seat, Gear Operator
900-18DSPG | BFV-Wafer | 18” | 8971.0608 | 1 | 1 |  | 662527308030 | Resilient Seated Butterfly Valve, Wafer Style, Epoxy-Coated Ductile Iron Body, Stainless Steel Disc, PTFE Seat, Gear Operator
900-20DSPG | BFV-Wafer | 20” | 12053.6832 | 1 | 1 |  | 662527308078 | Resilient Seated Butterfly Valve, Wafer Style, Epoxy-Coated Ductile Iron Body, Stainless Steel Disc, PTFE Seat, Gear Operator
900-24DSPG | BFV-Wafer | 24” | 20208.0632 | 1 | 1 |  | 662527308115 | Resilient Seated Butterfly Valve, Wafer Style, Epoxy-Coated Ductile Iron Body, Stainless Steel Disc, PTFE Seat, Gear Operator
900-02DSVL | BFV-Wafer | 2” | 368.6384 | 1 | 1 |  | 662527299260 | Resilient Seated Butterfly Valve, Wafer Style, Epoxy-Coated Ductile Iron Body, Stainless Steel Disc, Viton® Seat, Lever Handle
900-212DSVL | BFV-Wafer | 2-1/2” | 461.0944 | 1 | 1 |  | 662527299772 | Resilient Seated Butterfly Valve, Wafer Style, Epoxy-Coated Ductile Iron Body, Stainless Steel Disc, Viton® Seat, Lever Handle
900-03DSVL | BFV-Wafer | 3” | 569.5976 | 1 | 1 |  | 662527299031 | Resilient Seated Butterfly Valve, Wafer Style, Epoxy-Coated Ductile Iron Body, Stainless Steel Disc, Viton® Seat, Lever Handle
900-04DSVL | BFV-Wafer | 4” | 779.8336 | 1 | 1 |  | 662527299048 | Resilient Seated Butterfly Valve, Wafer Style, Epoxy-Coated Ductile Iron Body, Stainless Steel Disc, Viton® Seat, Lever Handle
900-05DSVL | BFV-Wafer | 5” | 951.548 | 1 | 1 |  | 662527299734 | Resilient Seated Butterfly Valve, Wafer Style, Epoxy-Coated Ductile Iron Body, Stainless Steel Disc, Viton® Seat, Lever Handle
900-06DSVL | BFV-Wafer | 6” | 1225.9416 | 1 | 1 |  | 662527299338 | Resilient Seated Butterfly Valve, Wafer Style, Epoxy-Coated Ductile Iron Body, Stainless Steel Disc, Viton® Seat, Lever Handle
900-08DSVB | BFV-Wafer | 8” | 1797.7648 | 1 | 1 |  | 662527296085 | Resilient Seated Butterfly Valve, Wafer Style, Epoxy-Coated Ductile Iron Body, Stainless Steel Disc, Viton® Seat, Bare Stem
900-10DSVG | BFV-Wafer | 10” | 2853.7912 | 1 | 1 |  | 662527310026 | Resilient Seated Butterfly Valve, Wafer Style, Epoxy-Coated Ductile Iron Body, Stainless Steel Disc, Viton® Seat, Gear Operator
900-12DSVG | BFV-Wafer | 12” | 3911.44 | 1 | 1 |  | 662527310064 | Resilient Seated Butterfly Valve, Wafer Style, Epoxy-Coated Ductile Iron Body, Stainless Steel Disc, Viton® Seat, Gear Operator
900-14DSVG | BFV-Wafer | 14” | 4596.436 | 1 | 1 |  | 662527307965 | Resilient Seated Butterfly Valve, Wafer Style, Epoxy-Coated Ductile Iron Body, Stainless Steel Disc, Viton® Seat, Gear Operator
900-16DSVG | BFV-Wafer | 16” | 7651.8104 | 1 | 1 |  | 662527308009 | Resilient Seated Butterfly Valve, Wafer Style, Epoxy-Coated Ductile Iron Body, Stainless Steel Disc, Viton® Seat, Gear Operator
900-18DSVG | BFV-Wafer | 18” | 9828.884 | 1 | 1 |  | 662527308047 | Resilient Seated Butterfly Valve, Wafer Style, Epoxy-Coated Ductile Iron Body, Stainless Steel Disc, Viton® Seat, Gear Operator
900-20DSVG | BFV-Wafer | 20” | 12562.9296 | 1 | 1 |  | 662527308085 | Resilient Seated Butterfly Valve, Wafer Style, Epoxy-Coated Ductile Iron Body, Stainless Steel Disc, Viton® Seat, Gear Operator
900-24DSVG | BFV-Wafer | 24” | 19834.8384 | 1 | 1 |  | 662527308122 | Resilient Seated Butterfly Valve, Wafer Style, Epoxy-Coated Ductile Iron Body, Stainless Steel Disc, Viton® Seat, Gear Operator
BLH2-3 | Lever Handle | 2" - 3" | 38.2824 | 1 | 1 |  | 662527297440 | Lever Handle, Fits Resilient Seated Butterfly Valves, Ten Position, Lockable
BLH4 | Lever Handle | 4" | 38.2824 | 1 | 1 |  | 662527297457 | Lever Handle, Fits Resilient Seated Butterfly Valves, Ten Position, Lockable
BLH5-6 | Lever Handle | 5", 6" | 38.2824 | 1 | 1 |  | 662527297464 | Lever Handle, Fits Resilient Seated Butterfly Valves, Ten Position, Lockable
BLH8 | Lever Handle | 8" | 72.644 | 1 | 1 |  | 662527297471 | Lever Handle, Fits Resilient Seated Butterfly Valves, Ten Position, Lockable
BGO2-3 | Gear Operator | 2" - 3" | 178.1208 | 1 | 1 |  | 662527297495 | Gear Operator, Fits Resilient Seated Butterfly Valves
BGO4 | Gear Operator | 4" | 178.8384 | 1 | 1 |  | 662527297501 | Gear Operator, Fits Resilient Seated Butterfly Valves
BGO5-6 | Gear Operator | 5", 6" | 178.8384 | 1 | 1 |  | 662527297518 | Gear Operator, Fits Resilient Seated Butterfly Valves
BGO8 | Gear Operator | 8" | 302.9208 | 1 | 1 |  | 662527297525 | Gear Operator, Fits Resilient Seated Butterfly Valves
BGO10 | Gear Operator | 10" | 302.9208 | 1 | 1 |  | 662527297532 | Gear Operator, Fits Resilient Seated Butterfly Valves
BGO12-14 | Gear Operator | 12" - 14" | 389.0744 | 1 | 1 |  | 662527297549 | Gear Operator, Fits Resilient Seated Butterfly Valves
BGO16 | Gear Operator | 16" | 1190.0928 | 1 | 1 |  | 662527297556 | Gear Operator, Fits Resilient Seated Butterfly Valves
BGO18 | Gear Operator | 18" | 1190.0928 | 1 | 1 |  | 662527297563 | Gear Operator, Fits Resilient Seated Butterfly Valves
BGO20 | Gear Operator | 20” | 1190.0928 | 1 | 1 |  | 662527297570 | Gear Operator, Fits Resilient Seated Butterfly Valves
BGO24 | Gear Operator | 24" | 1854.8296 | 1 | 1 |  | 662527297587 | Gear Operator, Fits Resilient Seated Butterfly Valves
600-02H1CSRL | HPBFV Carbon Steel Class 150 | 2” | 1424.592 | 1 | 1 |  | 662527310552 | High Performance Butterfly Valve, Lug Style, Carbon Steel Body, Stainless Steel Disc and Stem, ANSI Class 150, RPTFE Seat, Lever Handle
600-212H1CSRL | HPBFV Carbon Steel Class 150 | 2-1/2” | 1464.3824 | 1 | 1 |  | 662527310514 | High Performance Butterfly Valve, Lug Style, Carbon Steel Body, Stainless Steel Disc and Stem, ANSI Class 150, RPTFE Seat, Lever Handle
600-03H1CSRL | HPBFV Carbon Steel Class 150 | 3” | 1528.0512 | 1 | 1 |  | 662527310521 | High Performance Butterfly Valve, Lug Style, Carbon Steel Body, Stainless Steel Disc and Stem, ANSI Class 150, RPTFE Seat, Lever Handle
600-04H1CSRL | HPBFV Carbon Steel Class 150 | 4” | 1830.4832 | 1 | 1 |  | 662527310538 | High Performance Butterfly Valve, Lug Style, Carbon Steel Body, Stainless Steel Disc and Stem, ANSI Class 150, RPTFE Seat, Lever Handle
600-05H1CSRL | HPBFV Carbon Steel Class 150 | 5" | 2483.0832 | 1 | 1 |  | 662527310644 | High Performance Butterfly Valve, Lug Style, Carbon Steel Body, Stainless Steel Disc and Stem, ANSI Class 150, RPTFE Seat, Lever Handle
600-06H1CSRL | HPBFV Carbon Steel Class 150 | 6” | 2697.968 | 1 | 1 |  | 662527311122 | High Performance Butterfly Valve, Lug Style, Carbon Steel Body, Stainless Steel Disc and Stem, ANSI Class 150, RPTFE Seat, Lever Handle
600-02H1CSRG | HPBFV Carbon Steel Class 150 | 2” | 1663.3448 | 1 | 1 |  | 662527311153 | High Performance Butterfly Valve, Lug Style, Carbon Steel Body, Stainless Steel Disc and Stem, ANSI Class 150, RPTFE Seat, Gear Operator
600-212H1CSRG | HPBFV Carbon Steel Class 150 | 2-1/2” | 1703.1456 | 1 | 1 |  | 662527311177 | High Performance Butterfly Valve, Lug Style, Carbon Steel Body, Stainless Steel Disc and Stem, ANSI Class 150, RPTFE Seat, Gear Operator
600-03H1CSRG | HPBFV Carbon Steel Class 150 | 3” | 1862.3176 | 1 | 1 |  | 662527311184 | High Performance Butterfly Valve, Lug Style, Carbon Steel Body, Stainless Steel Disc and Stem, ANSI Class 150, RPTFE Seat, Gear Operator
600-04H1CSRG | HPBFV Carbon Steel Class 150 | 4” | 2188.6176 | 1 | 1 |  | 662527311160 | High Performance Butterfly Valve, Lug Style, Carbon Steel Body, Stainless Steel Disc and Stem, ANSI Class 150, RPTFE Seat, Gear Operator
600-05H1CSRG | HPBFV Carbon Steel Class 150 | 5" | 2801.4272 | 1 | 1 |  | 662527311191 | High Performance Butterfly Valve, Lug Style, Carbon Steel Body, Stainless Steel Disc and Stem, ANSI Class 150, RPTFE Seat, Gear Operator
600-06H1CSRG | HPBFV Carbon Steel Class 150 | 6” | 3175.484 | 1 | 1 |  | 662527311207 | High Performance Butterfly Valve, Lug Style, Carbon Steel Body, Stainless Steel Disc and Stem, ANSI Class 150, RPTFE Seat, Gear Operator
600-08H1CSRG | HPBFV Carbon Steel Class 150 | 8” | 3645.044 | 1 | 1 |  | 662527310569 | High Performance Butterfly Valve, Lug Style, Carbon Steel Body, Stainless Steel Disc and Stem, ANSI Class 150, RPTFE Seat, Gear Operator
600-10H1CSRG | HPBFV Carbon Steel Class 150 | 10” | 5714.28 | 1 | 1 |  | 662527310576 | High Performance Butterfly Valve, Lug Style, Carbon Steel Body, Stainless Steel Disc and Stem, ANSI Class 150, RPTFE Seat, Gear Operator
600-12H1CSRG | HPBFV Carbon Steel Class 150 | 12” | 7879.0192 | 1 | 1 |  | 662527310583 | High Performance Butterfly Valve, Lug Style, Carbon Steel Body, Stainless Steel Disc and Stem, ANSI Class 150, RPTFE Seat, Gear Operator
600-14H1CSRG | HPBFV Carbon Steel Class 150 | 14” | 14914.432 | 1 | 1 |  | 662527310590 | High Performance Butterfly Valve, Lug Style, Carbon Steel Body, Stainless Steel Disc and Stem, ANSI Class 150, RPTFE Seat, Gear Operator
600-16H1CSRG | HPBFV Carbon Steel Class 150 | 16” | 19212.076 | 1 | 1 |  | 662527310606 | High Performance Butterfly Valve, Lug Style, Carbon Steel Body, Stainless Steel Disc and Stem, ANSI Class 150, RPTFE Seat, Gear Operator
600-18H1CSRG | HPBFV Carbon Steel Class 150 | 18” | 29653.7696 | 1 | 1 |  | 662527310613 | High Performance Butterfly Valve, Lug Style, Carbon Steel Body, Stainless Steel Disc and Stem, ANSI Class 150, RPTFE Seat, Gear Operator
600-20H1CSRG | HPBFV Carbon Steel Class 150 | 20” | 33601.2352 | 1 | 1 |  | 662527310620 | High Performance Butterfly Valve, Lug Style, Carbon Steel Body, Stainless Steel Disc and Stem, ANSI Class 150, RPTFE Seat, Gear Operator
600-24H1CSRG | HPBFV Carbon Steel Class 150 | 24" | 55933.0824 | 1 | 1 |  | 662527310637 | High Performance Butterfly Valve, Lug Style, Carbon Steel Body, Stainless Steel Disc and Stem, ANSI Class 150, RPTFE Seat, Gear Operator
600-02H1CSML | HPBFV Carbon Steel Class 150 | 2” | 1841.6216 | 1 | 1 |  | 662527313553 | High Performance Butterfly Valve, Lug Style, Carbon Steel Body, Stainless Steel Disc and Stem, ANSI Class 150, Metal Seat, Lever Handle
600-212H1CSML | HPBFV Carbon Steel Class 150 | 2-1/2” | 1914.8376 | 1 | 1 |  | 662527313652 | High Performance Butterfly Valve, Lug Style, Carbon Steel Body, Stainless Steel Disc and Stem, ANSI Class 150, Metal Seat, Lever Handle
600-03H1CSML | HPBFV Carbon Steel Class 150 | 3” | 2007.1584 | 1 | 1 |  | 662527313577 | High Performance Butterfly Valve, Lug Style, Carbon Steel Body, Stainless Steel Disc and Stem, ANSI Class 150, Metal Seat, Lever Handle
600-04H1CSML | HPBFV Carbon Steel Class 150 | 4” | 2462.3976 | 1 | 1 |  | 662527313591 | High Performance Butterfly Valve, Lug Style, Carbon Steel Body, Stainless Steel Disc and Stem, ANSI Class 150, Metal Seat, Lever Handle
600-05H1CSML | HPBFV Carbon Steel Class 150 | 5" | 3258.2576 | 1 | 1 |  | 662527313614 | High Performance Butterfly Valve, Lug Style, Carbon Steel Body, Stainless Steel Disc and Stem, ANSI Class 150, Metal Seat, Lever Handle
600-06H1CSML | HPBFV Carbon Steel Class 150 | 6” | 3625.9392 | 1 | 1 |  | 662527313638 | High Performance Butterfly Valve, Lug Style, Carbon Steel Body, Stainless Steel Disc and Stem, ANSI Class 150, Metal Seat, Lever Handle
600-02H1CSMG | HPBFV Carbon Steel Class 150 | 2” | 2080.3848 | 1 | 1 |  | 662527313379 | High Performance Butterfly Valve, Lug Style, Carbon Steel Body, Stainless Steel Disc and Stem, ANSI Class 150, Metal Seat, Gear Operator
600-212H1CSMG | HPBFV Carbon Steel Class 150 | 2-1/2” | 2153.6008 | 1 | 1 |  | 662527313539 | High Performance Butterfly Valve, Lug Style, Carbon Steel Body, Stainless Steel Disc and Stem, ANSI Class 150, Metal Seat, Gear Operator
600-03H1CSMG | HPBFV Carbon Steel Class 150 | 3” | 2341.4248 | 1 | 1 |  | 662527313393 | High Performance Butterfly Valve, Lug Style, Carbon Steel Body, Stainless Steel Disc and Stem, ANSI Class 150, Metal Seat, Gear Operator
600-04H1CSMG | HPBFV Carbon Steel Class 150 | 4” | 2820.532 | 1 | 1 |  | 662527313416 | High Performance Butterfly Valve, Lug Style, Carbon Steel Body, Stainless Steel Disc and Stem, ANSI Class 150, Metal Seat, Gear Operator
600-05H1CSMG | HPBFV Carbon Steel Class 150 | 5" | 3576.6016 | 1 | 1 |  | 662527313430 | High Performance Butterfly Valve, Lug Style, Carbon Steel Body, Stainless Steel Disc and Stem, ANSI Class 150, Metal Seat, Gear Operator
600-06H1CSMG | HPBFV Carbon Steel Class 150 | 6” | 4103.4552 | 1 | 1 |  | 662527313454 | High Performance Butterfly Valve, Lug Style, Carbon Steel Body, Stainless Steel Disc and Stem, ANSI Class 150, Metal Seat, Gear Operator
600-08H1CSMG | HPBFV Carbon Steel Class 150 | 8” | 4562.9376 | 1 | 1 |  | 662527313478 | High Performance Butterfly Valve, Lug Style, Carbon Steel Body, Stainless Steel Disc and Stem, ANSI Class 150, Metal Seat, Gear Operator
600-10H1CSMG | HPBFV Carbon Steel Class 150 | 10” | 6859.5592 | 1 | 1 |  | 662527313492 | High Performance Butterfly Valve, Lug Style, Carbon Steel Body, Stainless Steel Disc and Stem, ANSI Class 150, Metal Seat, Gear Operator
600-12H1CSMG | HPBFV Carbon Steel Class 150 | 12” | 9777.716 | 1 | 1 |  | 662527313515 | High Performance Butterfly Valve, Lug Style, Carbon Steel Body, Stainless Steel Disc and Stem, ANSI Class 150, Metal Seat, Gear Operator
600-02H1CSFL | HPBFV Carbon Steel Class 150 | 2” | 1841.6216 | 1 | 1 |  | 662527311276 | High Performance Butterfly Valve, Lug Style, Carbon Steel Body, Stainless Steel Disc and Stem, ANSI Class 150, Fire-Safe Seat, Lever Handle
600-212H1CSFL | HPBFV Carbon Steel Class 150 | 2-1/2” | 1914.8376 | 1 | 1 |  | 662527311283 | High Performance Butterfly Valve, Lug Style, Carbon Steel Body, Stainless Steel Disc and Stem, ANSI Class 150, Fire-Safe Seat, Lever Handle
600-03H1CSFL | HPBFV Carbon Steel Class 150 | 3” | 2007.1584 | 1 | 1 |  | 662527311290 | High Performance Butterfly Valve, Lug Style, Carbon Steel Body, Stainless Steel Disc and Stem, ANSI Class 150, Fire-Safe Seat, Lever Handle
600-04H1CSFL | HPBFV Carbon Steel Class 150 | 4” | 2462.3976 | 1 | 1 |  | 662527311306 | High Performance Butterfly Valve, Lug Style, Carbon Steel Body, Stainless Steel Disc and Stem, ANSI Class 150, Fire-Safe Seat, Lever Handle
600-05H1CSFL | HPBFV Carbon Steel Class 150 | 5" | 3258.2576 | 1 | 1 |  | 662527311313 | High Performance Butterfly Valve, Lug Style, Carbon Steel Body, Stainless Steel Disc and Stem, ANSI Class 150, Fire-Safe Seat, Lever Handle
600-06H1CSFL | HPBFV Carbon Steel Class 150 | 6” | 3625.9392 | 1 | 1 |  | 662527311320 | High Performance Butterfly Valve, Lug Style, Carbon Steel Body, Stainless Steel Disc and Stem, ANSI Class 150, Fire-Safe Seat, Lever Handle
600-02H1CSFG | HPBFV Carbon Steel Class 150 | 2” | 2080.3848 | 1 | 1 |  | 662527311399 | High Performance Butterfly Valve, Lug Style, Carbon Steel Body, Stainless Steel Disc and Stem, ANSI Class 150, Fire-Safe Seat, Gear Operator
600-212H1CSFG | HPBFV Carbon Steel Class 150 | 2-1/2” | 2153.6008 | 1 | 1 |  | 662527311405 | High Performance Butterfly Valve, Lug Style, Carbon Steel Body, Stainless Steel Disc and Stem, ANSI Class 150, Fire-Safe Seat, Gear Operator
600-03H1CSFG | HPBFV Carbon Steel Class 150 | 3” | 2341.4248 | 1 | 1 |  | 662527311412 | High Performance Butterfly Valve, Lug Style, Carbon Steel Body, Stainless Steel Disc and Stem, ANSI Class 150, Fire-Safe Seat, Gear Operator
600-04H1CSFG | HPBFV Carbon Steel Class 150 | 4” | 2820.532 | 1 | 1 |  | 662527311429 | High Performance Butterfly Valve, Lug Style, Carbon Steel Body, Stainless Steel Disc and Stem, ANSI Class 150, Fire-Safe Seat, Gear Operator
600-05H1CSFG | HPBFV Carbon Steel Class 150 | 5" | 3576.6016 | 1 | 1 |  | 662527311436 | High Performance Butterfly Valve, Lug Style, Carbon Steel Body, Stainless Steel Disc and Stem, ANSI Class 150, Fire-Safe Seat, Gear Operator
600-06H1CSFG | HPBFV Carbon Steel Class 150 | 6” | 4103.4552 | 1 | 1 |  | 662527311443 | High Performance Butterfly Valve, Lug Style, Carbon Steel Body, Stainless Steel Disc and Stem, ANSI Class 150, Fire-Safe Seat, Gear Operator
600-08H1CSFG | HPBFV Carbon Steel Class 150 | 8” | 4897.724 | 1 | 1 |  | 662527311450 | High Performance Butterfly Valve, Lug Style, Carbon Steel Body, Stainless Steel Disc and Stem, ANSI Class 150, Fire-Safe Seat, Gear Operator
600-10H1CSFG | HPBFV Carbon Steel Class 150 | 10” | 7582.9624 | 1 | 1 |  | 662527311467 | High Performance Butterfly Valve, Lug Style, Carbon Steel Body, Stainless Steel Disc and Stem, ANSI Class 150, Fire-Safe Seat, Gear Operator
600-12H1CSFG | HPBFV Carbon Steel Class 150 | 12” | 10524.4568 | 1 | 1 |  | 662527311474 | High Performance Butterfly Valve, Lug Style, Carbon Steel Body, Stainless Steel Disc and Stem, ANSI Class 150, Fire-Safe Seat, Gear Operator
600-02H1SSRL | HPBFV Stainless Steel Class 150 | 2” | 1941.8984 | 1 | 1 |  | 662527310798 | High Performance Butterfly Valve, Lug Style, Stainless Steel Body, Stainless Steel Disc and Stem, ANSI Class 150, RPTFE Seat, Lever Handle
600-212H1SSRL | HPBFV Stainless Steel Class 150 | 2-1/2” | 1989.6552 | 1 | 1 |  | 662527310651 | High Performance Butterfly Valve, Lug Style, Stainless Steel Body, Stainless Steel Disc and Stem, ANSI Class 150, RPTFE Seat, Lever Handle
600-03H1SSRL | HPBFV Stainless Steel Class 150 | 3” | 2053.324 | 1 | 1 |  | 662527310668 | High Performance Butterfly Valve, Lug Style, Stainless Steel Body, Stainless Steel Disc and Stem, ANSI Class 150, RPTFE Seat, Lever Handle
600-04H1SSRL | HPBFV Stainless Steel Class 150 | 4” | 2467.1712 | 1 | 1 |  | 662527310675 | High Performance Butterfly Valve, Lug Style, Stainless Steel Body, Stainless Steel Disc and Stem, ANSI Class 150, RPTFE Seat, Lever Handle
600-05H1SSRL | HPBFV Stainless Steel Class 150 | 5" | 3469.9496 | 1 | 1 |  | 662527311139 | High Performance Butterfly Valve, Lug Style, Stainless Steel Body, Stainless Steel Disc and Stem, ANSI Class 150, RPTFE Seat, Lever Handle
600-06H1SSRL | HPBFV Stainless Steel Class 150 | 6” | 4337.4448 | 1 | 1 |  | 662527311146 | High Performance Butterfly Valve, Lug Style, Stainless Steel Body, Stainless Steel Disc and Stem, ANSI Class 150, RPTFE Seat, Lever Handle
600-02H1SSRG | HPBFV Stainless Steel Class 150 | 2” | 2180.6616 | 1 | 1 |  | 662527311269 | High Performance Butterfly Valve, Lug Style, Stainless Steel Body, Stainless Steel Disc and Stem, ANSI Class 150, RPTFE Seat, Gear Operator
600-212H1SSRG | HPBFV Stainless Steel Class 150 | 2-1/2” | 2236.364 | 1 | 1 |  | 662527311214 | High Performance Butterfly Valve, Lug Style, Stainless Steel Body, Stainless Steel Disc and Stem, ANSI Class 150, RPTFE Seat, Gear Operator
600-03H1SSRG | HPBFV Stainless Steel Class 150 | 3” | 2403.5024 | 1 | 1 |  | 662527311221 | High Performance Butterfly Valve, Lug Style, Stainless Steel Body, Stainless Steel Disc and Stem, ANSI Class 150, RPTFE Seat, Gear Operator
600-04H1SSRG | HPBFV Stainless Steel Class 150 | 4” | 2841.2176 | 1 | 1 |  | 662527311238 | High Performance Butterfly Valve, Lug Style, Stainless Steel Body, Stainless Steel Disc and Stem, ANSI Class 150, RPTFE Seat, Gear Operator
600-05H1SSRG | HPBFV Stainless Steel Class 150 | 5" | 3756.4592 | 1 | 1 |  | 662527311245 | High Performance Butterfly Valve, Lug Style, Stainless Steel Body, Stainless Steel Disc and Stem, ANSI Class 150, RPTFE Seat, Gear Operator
600-06H1SSRG | HPBFV Stainless Steel Class 150 | 6” | 4687.6232 | 1 | 1 |  | 662527311252 | High Performance Butterfly Valve, Lug Style, Stainless Steel Body, Stainless Steel Disc and Stem, ANSI Class 150, RPTFE Seat, Gear Operator
600-08H1SSRG | HPBFV Stainless Steel Class 150 | 8” | 5841.6176 | 1 | 1 |  | 662527310705 | High Performance Butterfly Valve, Lug Style, Stainless Steel Body, Stainless Steel Disc and Stem, ANSI Class 150, RPTFE Seat, Gear Operator
600-10H1SSRG | HPBFV Stainless Steel Class 150 | 10” | 8674.8792 | 1 | 1 |  | 662527310712 | High Performance Butterfly Valve, Lug Style, Stainless Steel Body, Stainless Steel Disc and Stem, ANSI Class 150, RPTFE Seat, Gear Operator
600-12H1SSRG | HPBFV Stainless Steel Class 150 | 12” | 12510.9296 | 1 | 1 |  | 662527310729 | High Performance Butterfly Valve, Lug Style, Stainless Steel Body, Stainless Steel Disc and Stem, ANSI Class 150, RPTFE Seat, Gear Operator
600-14H1SSRG | HPBFV Stainless Steel Class 150 | 14” | 25833.6312 | 1 | 1 |  | 662527310736 | High Performance Butterfly Valve, Lug Style, Stainless Steel Body, Stainless Steel Disc and Stem, ANSI Class 150, RPTFE Seat, Gear Operator
600-16H1SSRG | HPBFV Stainless Steel Class 150 | 16” | 31794.6304 | 1 | 1 |  | 662527310743 | High Performance Butterfly Valve, Lug Style, Stainless Steel Body, Stainless Steel Disc and Stem, ANSI Class 150, RPTFE Seat, Gear Operator
600-18H1SSRG | HPBFV Stainless Steel Class 150 | 18” | 47727.7528 | 1 | 1 |  | 662527310750 | High Performance Butterfly Valve, Lug Style, Stainless Steel Body, Stainless Steel Disc and Stem, ANSI Class 150, RPTFE Seat, Gear Operator
600-20H1SSRG | HPBFV Stainless Steel Class 150 | 20” | 55511.2688 | 1 | 1 |  | 662527310767 | High Performance Butterfly Valve, Lug Style, Stainless Steel Body, Stainless Steel Disc and Stem, ANSI Class 150, RPTFE Seat, Gear Operator
600-24H1SSRG | HPBFV Stainless Steel Class 150 | 24" | 94786.9936 | 1 | 1 |  | 662527310774 | High Performance Butterfly Valve, Lug Style, Stainless Steel Body, Stainless Steel Disc and Stem, ANSI Class 150, RPTFE Seat, Gear Operator
600-02H1SSML | HPBFV Stainless Steel Class 150 | 2” | 2358.928 | 1 | 1 |  | 662527313560 | High Performance Butterfly Valve, Lug Style, Stainless Steel Body, Stainless Steel Disc and Stem, ANSI Class 150, Metal Seat, Lever Handle
600-212H1SSML | HPBFV Stainless Steel Class 150 | 2-1/2” | 2440.1104 | 1 | 1 |  | 662527313669 | High Performance Butterfly Valve, Lug Style, Stainless Steel Body, Stainless Steel Disc and Stem, ANSI Class 150, Metal Seat, Lever Handle
600-03H1SSML | HPBFV Stainless Steel Class 150 | 3” | 2532.4312 | 1 | 1 |  | 662527313584 | High Performance Butterfly Valve, Lug Style, Stainless Steel Body, Stainless Steel Disc and Stem, ANSI Class 150, Metal Seat, Lever Handle
600-04H1SSML | HPBFV Stainless Steel Class 150 | 4” | 3099.0856 | 1 | 1 |  | 662527313607 | High Performance Butterfly Valve, Lug Style, Stainless Steel Body, Stainless Steel Disc and Stem, ANSI Class 150, Metal Seat, Lever Handle
600-05H1SSML | HPBFV Stainless Steel Class 150 | 5" | 4245.124 | 1 | 1 |  | 662527313621 | High Performance Butterfly Valve, Lug Style, Stainless Steel Body, Stainless Steel Disc and Stem, ANSI Class 150, Metal Seat, Lever Handle
600-06H1SSML | HPBFV Stainless Steel Class 150 | 6” | 5265.416 | 1 | 1 |  | 662527313645 | High Performance Butterfly Valve, Lug Style, Stainless Steel Body, Stainless Steel Disc and Stem, ANSI Class 150, Metal Seat, Lever Handle
600-02H1SSMG | HPBFV Stainless Steel Class 150 | 2” | 2597.6912 | 1 | 1 |  | 662527313386 | High Performance Butterfly Valve, Lug Style, Stainless Steel Body, Stainless Steel Disc and Stem, ANSI Class 150, Metal Seat, Gear Operator
600-212H1SSMG | HPBFV Stainless Steel Class 150 | 2-1/2” | 2686.8296 | 1 | 1 |  | 662527313546 | High Performance Butterfly Valve, Lug Style, Stainless Steel Body, Stainless Steel Disc and Stem, ANSI Class 150, Metal Seat, Gear Operator
600-03H1SSMG | HPBFV Stainless Steel Class 150 | 3” | 2882.6096 | 1 | 1 |  | 662527313409 | High Performance Butterfly Valve, Lug Style, Stainless Steel Body, Stainless Steel Disc and Stem, ANSI Class 150, Metal Seat, Gear Operator
600-04H1SSMG | HPBFV Stainless Steel Class 150 | 4” | 3473.132 | 1 | 1 |  | 662527313423 | High Performance Butterfly Valve, Lug Style, Stainless Steel Body, Stainless Steel Disc and Stem, ANSI Class 150, Metal Seat, Gear Operator
600-05H1SSMG | HPBFV Stainless Steel Class 150 | 5" | 4531.6336 | 1 | 1 |  | 662527313447 | High Performance Butterfly Valve, Lug Style, Stainless Steel Body, Stainless Steel Disc and Stem, ANSI Class 150, Metal Seat, Gear Operator
600-06H1SSMG | HPBFV Stainless Steel Class 150 | 6” | 5615.5944 | 1 | 1 |  | 662527313461 | High Performance Butterfly Valve, Lug Style, Stainless Steel Body, Stainless Steel Disc and Stem, ANSI Class 150, Metal Seat, Gear Operator
600-08H1SSMG | HPBFV Stainless Steel Class 150 | 8” | 6442.6856 | 1 | 1 |  | 662527313485 | High Performance Butterfly Valve, Lug Style, Stainless Steel Body, Stainless Steel Disc and Stem, ANSI Class 150, Metal Seat, Gear Operator
600-10H1SSMG | HPBFV Stainless Steel Class 150 | 10” | 9353.2608 | 1 | 1 |  | 662527313508 | High Performance Butterfly Valve, Lug Style, Stainless Steel Body, Stainless Steel Disc and Stem, ANSI Class 150, Metal Seat, Gear Operator
600-12H1SSMG | HPBFV Stainless Steel Class 150 | 12” | 13256.7656 | 1 | 1 |  | 662527313522 | High Performance Butterfly Valve, Lug Style, Stainless Steel Body, Stainless Steel Disc and Stem, ANSI Class 150, Metal Seat, Gear Operator
600-02H1SSFL | HPBFV Stainless Steel Class 150 | 2” | 2358.928 | 1 | 1 |  | 662527311337 | High Performance Butterfly Valve, Lug Style, Stainless Steel Body, Stainless Steel Disc and Stem, ANSI Class 150, Fire-Safe Seat, Lever Handle
600-212H1SSFL | HPBFV Stainless Steel Class 150 | 2-1/2” | 2440.1104 | 1 | 1 |  | 662527311344 | High Performance Butterfly Valve, Lug Style, Stainless Steel Body, Stainless Steel Disc and Stem, ANSI Class 150, Fire-Safe Seat, Lever Handle
600-03H1SSFL | HPBFV Stainless Steel Class 150 | 3” | 2532.4312 | 1 | 1 |  | 662527311351 | High Performance Butterfly Valve, Lug Style, Stainless Steel Body, Stainless Steel Disc and Stem, ANSI Class 150, Fire-Safe Seat, Lever Handle
600-04H1SSFL | HPBFV Stainless Steel Class 150 | 4” | 3099.0856 | 1 | 1 |  | 662527311368 | High Performance Butterfly Valve, Lug Style, Stainless Steel Body, Stainless Steel Disc and Stem, ANSI Class 150, Fire-Safe Seat, Lever Handle
600-05H1SSFL | HPBFV Stainless Steel Class 150 | 5" | 4245.124 | 1 | 1 |  | 662527311375 | High Performance Butterfly Valve, Lug Style, Stainless Steel Body, Stainless Steel Disc and Stem, ANSI Class 150, Fire-Safe Seat, Lever Handle
600-06H1SSFL | HPBFV Stainless Steel Class 150 | 6” | 5265.416 | 1 | 1 |  | 662527311382 | High Performance Butterfly Valve, Lug Style, Stainless Steel Body, Stainless Steel Disc and Stem, ANSI Class 150, Fire-Safe Seat, Lever Handle
600-02H1SSFG | HPBFV Stainless Steel Class 150 | 2” | 2597.6912 | 1 | 1 |  | 662527311481 | High Performance Butterfly Valve, Lug Style, Stainless Steel Body, Stainless Steel Disc and Stem, ANSI Class 150, Fire-Safe Seat, Gear Operator
600-212H1SSFG | HPBFV Stainless Steel Class 150 | 2-1/2” | 2686.8296 | 1 | 1 |  | 662527311498 | High Performance Butterfly Valve, Lug Style, Stainless Steel Body, Stainless Steel Disc and Stem, ANSI Class 150, Fire-Safe Seat, Gear Operator
600-03H1SSFG | HPBFV Stainless Steel Class 150 | 3” | 2882.6096 | 1 | 1 |  | 662527311504 | High Performance Butterfly Valve, Lug Style, Stainless Steel Body, Stainless Steel Disc and Stem, ANSI Class 150, Fire-Safe Seat, Gear Operator
600-04H1SSFG | HPBFV Stainless Steel Class 150 | 4” | 3473.132 | 1 | 1 |  | 662527311511 | High Performance Butterfly Valve, Lug Style, Stainless Steel Body, Stainless Steel Disc and Stem, ANSI Class 150, Fire-Safe Seat, Gear Operator
600-05H1SSFG | HPBFV Stainless Steel Class 150 | 5" | 4531.6336 | 1 | 1 |  | 662527311528 | High Performance Butterfly Valve, Lug Style, Stainless Steel Body, Stainless Steel Disc and Stem, ANSI Class 150, Fire-Safe Seat, Gear Operator
600-06H1SSFG | HPBFV Stainless Steel Class 150 | 6” | 5615.5944 | 1 | 1 |  | 662527311535 | High Performance Butterfly Valve, Lug Style, Stainless Steel Body, Stainless Steel Disc and Stem, ANSI Class 150, Fire-Safe Seat, Gear Operator
600-08H1SSFG | HPBFV Stainless Steel Class 150 | 8” | 7094.2976 | 1 | 1 |  | 662527311542 | High Performance Butterfly Valve, Lug Style, Stainless Steel Body, Stainless Steel Disc and Stem, ANSI Class 150, Fire-Safe Seat, Gear Operator
600-10H1SSFG | HPBFV Stainless Steel Class 150 | 10” | 10543.5616 | 1 | 1 |  | 662527311559 | High Performance Butterfly Valve, Lug Style, Stainless Steel Body, Stainless Steel Disc and Stem, ANSI Class 150, Fire-Safe Seat, Gear Operator
600-12H1SSFG | HPBFV Stainless Steel Class 150 | 12” | 15156.3672 | 1 | 1 |  | 662527311566 | High Performance Butterfly Valve, Lug Style, Stainless Steel Body, Stainless Steel Disc and Stem, ANSI Class 150, Fire-Safe Seat, Gear Operator
600-02H3CSRL | HPBFV Carbon Steel Class 300 | 2” | 1702.792 | 1 | 1 |  | 662527315410 | High Performance Butterfly Valve, Lug Style, Carbon Steel Body, Stainless Steel Disc and Stem, ANSI Class 300, RPTFE Seat, Lever Handle
600-212H3CSRL | HPBFV Carbon Steel Class 300 | 2-1/2” | 1750.3512 | 1 | 1 |  | 662527315427 | High Performance Butterfly Valve, Lug Style, Carbon Steel Body, Stainless Steel Disc and Stem, ANSI Class 300, RPTFE Seat, Lever Handle
600-03H3CSRL | HPBFV Carbon Steel Class 300 | 3” | 1842.4744 | 1 | 1 |  | 662527315434 | High Performance Butterfly Valve, Lug Style, Carbon Steel Body, Stainless Steel Disc and Stem, ANSI Class 300, RPTFE Seat, Lever Handle
600-04H3CSRL | HPBFV Carbon Steel Class 300 | 4” | 2207.1296 | 1 | 1 |  | 662527315441 | High Performance Butterfly Valve, Lug Style, Carbon Steel Body, Stainless Steel Disc and Stem, ANSI Class 300, RPTFE Seat, Lever Handle
600-02H3CSRG | HPBFV Carbon Steel Class 300 | 2” | 1900.9744 | 1 | 1 |  | 662527315496 | High Performance Butterfly Valve, Lug Style, Carbon Steel Body, Stainless Steel Disc and Stem, ANSI Class 300, RPTFE Seat, Gear Operator
600-212H3CSRG | HPBFV Carbon Steel Class 300 | 2-1/2” | 1946.4432 | 1 | 1 |  | 662527315502 | High Performance Butterfly Valve, Lug Style, Carbon Steel Body, Stainless Steel Disc and Stem, ANSI Class 300, RPTFE Seat, Gear Operator
600-03H3CSRG | HPBFV Carbon Steel Class 300 | 3” | 2008.8744 | 1 | 1 |  | 662527315519 | High Performance Butterfly Valve, Lug Style, Carbon Steel Body, Stainless Steel Disc and Stem, ANSI Class 300, RPTFE Seat, Gear Operator
600-04H3CSRG | HPBFV Carbon Steel Class 300 | 4” | 2360.852 | 1 | 1 |  | 662527315526 | High Performance Butterfly Valve, Lug Style, Carbon Steel Body, Stainless Steel Disc and Stem, ANSI Class 300, RPTFE Seat, Gear Operator
600-05H3CSRG | HPBFV Carbon Steel Class 300 | 5" | 2806.0448 | 1 | 1 |  | 662527315533 | High Performance Butterfly Valve, Lug Style, Carbon Steel Body, Stainless Steel Disc and Stem, ANSI Class 300, RPTFE Seat, Gear Operator
600-06H3CSRG | HPBFV Carbon Steel Class 300 | 6” | 3180.7152 | 1 | 1 |  | 662527315540 | High Performance Butterfly Valve, Lug Style, Carbon Steel Body, Stainless Steel Disc and Stem, ANSI Class 300, RPTFE Seat, Gear Operator
600-08H3CSRG | HPBFV Carbon Steel Class 300 | 8” | 3791.4656 | 1 | 1 |  | 662527315557 | High Performance Butterfly Valve, Lug Style, Carbon Steel Body, Stainless Steel Disc and Stem, ANSI Class 300, RPTFE Seat, Gear Operator
600-10H3CSRG | HPBFV Carbon Steel Class 300 | 10” | 5283.408 | 1 | 1 |  | 662527315564 | High Performance Butterfly Valve, Lug Style, Carbon Steel Body, Stainless Steel Disc and Stem, ANSI Class 300, RPTFE Seat, Gear Operator
600-12H3CSRG | HPBFV Carbon Steel Class 300 | 12” | 7284.9192 | 1 | 1 |  | 662527315571 | High Performance Butterfly Valve, Lug Style, Carbon Steel Body, Stainless Steel Disc and Stem, ANSI Class 300, RPTFE Seat, Gear Operator
600-02H3SSRL | HPBFV Stainless Steel Class 300 | 2” | 2219.3184 | 1 | 1 |  | 662527315588 | High Performance Butterfly Valve, Lug Style, Stainless Steel Body, Stainless Steel Disc and Stem, ANSI Class 300, RPTFE Seat, Lever Handle
600-212H3SSRL | HPBFV Stainless Steel Class 300 | 2-1/2” | 2273.8872 | 1 | 1 |  | 662527315595 | High Performance Butterfly Valve, Lug Style, Stainless Steel Body, Stainless Steel Disc and Stem, ANSI Class 300, RPTFE Seat, Lever Handle
600-03H3SSRL | HPBFV Stainless Steel Class 300 | 3” | 2294.0112 | 1 | 1 |  | 662527315601 | High Performance Butterfly Valve, Lug Style, Stainless Steel Body, Stainless Steel Disc and Stem, ANSI Class 300, RPTFE Seat, Lever Handle
600-04H3SSRL | HPBFV Stainless Steel Class 300 | 4” | 2414.204 | 1 | 1 |  | 662527315618 | High Performance Butterfly Valve, Lug Style, Stainless Steel Body, Stainless Steel Disc and Stem, ANSI Class 300, RPTFE Seat, Lever Handle
600-02H3SSRG | HPBFV Stainless Steel Class 300 | 2” | 2492.1832 | 1 | 1 |  | 662527315748 | High Performance Butterfly Valve, Lug Style, Stainless Steel Body, Stainless Steel Disc and Stem, ANSI Class 300, RPTFE Seat, Gear Operator
600-212H3SSRG | HPBFV Stainless Steel Class 300 | 2-1/2” | 2555.852 | 1 | 1 |  | 662527315670 | High Performance Butterfly Valve, Lug Style, Stainless Steel Body, Stainless Steel Disc and Stem, ANSI Class 300, RPTFE Seat, Gear Operator
600-03H3SSRG | HPBFV Stainless Steel Class 300 | 3” | 2444.4992 | 1 | 1 |  | 662527315687 | High Performance Butterfly Valve, Lug Style, Stainless Steel Body, Stainless Steel Disc and Stem, ANSI Class 300, RPTFE Seat, Gear Operator
600-04H3SSRG | HPBFV Stainless Steel Class 300 | 4” | 2626.988 | 1 | 1 |  | 662527315694 | High Performance Butterfly Valve, Lug Style, Stainless Steel Body, Stainless Steel Disc and Stem, ANSI Class 300, RPTFE Seat, Gear Operator
600-05H3SSRG | HPBFV Stainless Steel Class 300 | 5" | 3617.9312 | 1 | 1 |  | 662527315755 | High Performance Butterfly Valve, Lug Style, Stainless Steel Body, Stainless Steel Disc and Stem, ANSI Class 300, RPTFE Seat, Gear Operator
600-06H3SSRG | HPBFV Stainless Steel Class 300 | 6” | 4514.744 | 1 | 1 |  | 662527315700 | High Performance Butterfly Valve, Lug Style, Stainless Steel Body, Stainless Steel Disc and Stem, ANSI Class 300, RPTFE Seat, Gear Operator
600-08H3SSRG | HPBFV Stainless Steel Class 300 | 8” | 5716.204 | 1 | 1 |  | 662527315717 | High Performance Butterfly Valve, Lug Style, Stainless Steel Body, Stainless Steel Disc and Stem, ANSI Class 300, RPTFE Seat, Gear Operator
600-10H3SSRG | HPBFV Stainless Steel Class 300 | 10” | 10025.9536 | 1 | 1 |  | 662527315724 | High Performance Butterfly Valve, Lug Style, Stainless Steel Body, Stainless Steel Disc and Stem, ANSI Class 300, RPTFE Seat, Gear Operator
600-12H3SSRG | HPBFV Stainless Steel Class 300 | 12” | 15423.4184 | 1 | 1 |  | 662527315731 | High Performance Butterfly Valve, Lug Style, Stainless Steel Body, Stainless Steel Disc and Stem, ANSI Class 300, RPTFE Seat, Gear Operator
HPLH2 | HPBFV Lever Handle | 2" | 113.0168 | 1 | 1 |  | 662527310507 | Lever Handle, Fits High Performance Butterfly Valves, Ten Position, Lockable
HPLH2.5-5 | HPBFV Lever Handle | 2.5",3",4",5" | 113.0168 | 1 | 1 |  | 662527311115 | Lever Handle, Fits High Performance Butterfly Valves, Ten Position, Lockable
HPLH6 | HPBFV Lever Handle | 6" | 138.476 | 1 | 1 |  | 662527310804 | Lever Handle, Fits High Performance Butterfly Valves, Ten Position, Lockable
HPLH2SS | HPBFV Lever Handle | 2" | 432.952 | 1 | 1 |  | 662527311856 | Lever Handle, Fits High Performance Butterfly Valves, Ten Position, Lockable, Stainless Steel
HPLH2.5-5SS | HPBFV Lever Handle | 2.5",3",4",5" | 432.952 | 1 | 1 |  | 662527311863 | Lever Handle, Fits High Performance Butterfly Valves, Ten Position, Lockable, Stainless Steel
HPLH6SS | HPBFV Lever Handle | 6" | 531.6376 | 1 | 1 |  | 662527311870 | Lever Handle, Fits High Performance Butterfly Valves, Ten Position, Lockable, Stainless Steel
HPBGO2 | HPBFV Gear Operator | 2" | 273.78 | 1 | 1 |  | 662527310811 | Gear Operator, Fits High Performance Butterfly Valves
HPBGO2.5-5 | HPBFV Gear Operator | 2.5",3",4",5" | 273.78 | 1 | 1 |  | 662527310828 | Gear Operator, Fits High Performance Butterfly Valves
HPBGO6-8 | HPBFV Gear Operator | 6",8" | 315.1616 | 1 | 1 |  | 662527310835 | Gear Operator, Fits High Performance Butterfly Valves
HPBGO10 | HPBFV Gear Operator | 10" | 321.5264 | 1 | 1 |  | 662527310842 | Gear Operator, Fits High Performance Butterfly Valves
HPBGO12 | HPBFV Gear Operator | 12" | 380.4216 | 1 | 1 |  | 662527310859 | Gear Operator, Fits High Performance Butterfly Valves
HPBGO14 | HPBFV Gear Operator | 14" | 452.0464 | 1 | 1 |  | 662527310866 | Gear Operator, Fits High Performance Butterfly Valves
HPBGO16 | HPBFV Gear Operator | 16" | 990.0488 | 1 | 1 |  | 662527310873 | Gear Operator, Fits High Performance Butterfly Valves
HPBGO18 | HPBFV Gear Operator | 18" | 1004.38 | 1 | 1 |  | 662527310880 | Gear Operator, Fits High Performance Butterfly Valves
HPBGO20 | HPBFV Gear Operator | 20" | 1042.5792 | 1 | 1 |  | 662527310897 | Gear Operator, Fits High Performance Butterfly Valves
HPBGO24 | HPBFV Gear Operator | 24" | 1053.7176 | 1 | 1 |  | 662527310903 | Gear Operator, Fits High Performance Butterfly Valves
103-353G | T-351G | 1/2" | 50.8904 | 6 | 84 | 30 | 662527312983 | Lead Free Bronze Gate Valve, Rising Stem, Solid Wedge, Threaded Connection, 300 CWP
103-354G | T-351G | 3/4" | 74.8817 | 5 | 50 | 26 | 662527312990 | Lead Free Bronze Gate Valve, Rising Stem, Solid Wedge, Threaded Connection, 300 CWP
103-355G | T-351G | 1" | 109.7739 | 5 | 40 | 32 | 662527313003 | Lead Free Bronze Gate Valve, Rising Stem, Solid Wedge, Threaded Connection, 300 CWP
103-356G | T-351G | 1-1/4" | 150.2696 | 4 | 32 | 35 | 662527313010 | Lead Free Bronze Gate Valve, Rising Stem, Solid Wedge, Threaded Connection, 300 CWP
103-357G | T-351G | 1-1/2" | 201.2306 | 4 | 16 | 57 | 662527313027 | Lead Free Bronze Gate Valve, Rising Stem, Solid Wedge, Threaded Connection, 300 CWP
103-358G | T-351G | 2" | 323.0943 | 3 | 12 | 29 | 662527313034 | Lead Free Bronze Gate Valve, Rising Stem, Solid Wedge, Threaded Connection, 300 CWP
103-453G | S-351G | 1/2" | 50.8904 | 6 | 84 | 27 | 662527313041 | Lead Free Bronze Gate Valve, Rising Stem, Solid Wedge, Solder Connection, 300 CWP
103-454G | S-351G | 3/4" | 74.8817 | 5 | 50 | 24 | 662527313058 | Lead Free Bronze Gate Valve, Rising Stem, Solid Wedge, Solder Connection, 300 CWP
103-455G | S-351G | 1" | 109.7739 | 5 | 40 | 30 | 662527313065 | Lead Free Bronze Gate Valve, Rising Stem, Solid Wedge, Solder Connection, 300 CWP
103-456G | S-351G | 1-1/4" | 150.2696 | 4 | 32 | 33 | 662527313072 | Lead Free Bronze Gate Valve, Rising Stem, Solid Wedge, Solder Connection, 300 CWP
103-457G | S-351G | 1-1/2" | 201.2306 | 4 | 16 | 23 | 662527313089 | Lead Free Bronze Gate Valve, Rising Stem, Solid Wedge, Solder Connection, 300 CWP
103-458G | S-351G | 2" | 323.0943 | 3 | 12 | 28 | 662527313096 | Lead Free Bronze Gate Valve, Rising Stem, Solid Wedge, Solder Connection, 300 CWP
103-303G | T-301G | 1/2" | 32.9616 | 120 | 10 | 72 | 662527294418 | Lead Free Brass Gate Valve, Non-Rising Stem, Solid Wedge, Threaded Connection, 200 WOG
103-304G | T-301G | 3/4" | 45.228 | 90 | 10 | 77 | 662527294425 | Lead Free Brass Gate Valve, Non-Rising Stem, Solid Wedge, Threaded Connection, 200 WOG
103-305G | T-301G | 1" | 67.2063 | 40 | 5 | 48 | 662527294432 | Lead Free Brass Gate Valve, Non-Rising Stem, Solid Wedge, Threaded Connection, 200 WOG
103-306G | T-301G | 1-1/4" | 94.7764 | 40 | 5 | 74 | 662527294449 | Lead Free Brass Gate Valve, Non-Rising Stem, Solid Wedge, Threaded Connection, 200 WOG
103-307G | T-301G | 1-1/2" | 120.4864 | 32 | 4 | 72 | 662527294456 | Lead Free Brass Gate Valve, Non-Rising Stem, Solid Wedge, Threaded Connection, 200 WOG
103-308G | T-301G | 2" | 183.3724 | 20 | 2 | 57 | 662527294463 | Lead Free Brass Gate Valve, Non-Rising Stem, Solid Wedge, Threaded Connection, 200 WOG
103-403G | S-301G | 1/2" | 32.9616 | 120 | 10 | 72 | 662527294500 | Lead Free Brass Gate Valve, Non-Rising Stem, Solid Wedge, Solder Connection, 200 WOG
103-404G | S-301G | 3/4" | 45.228 | 90 | 10 | 77 | 662527294517 | Lead Free Brass Gate Valve, Non-Rising Stem, Solid Wedge, Solder Connection, 200 WOG
103-405G | S-301G | 1" | 67.2063 | 40 | 5 | 48 | 662527294524 | Lead Free Brass Gate Valve, Non-Rising Stem, Solid Wedge, Solder Connection, 200 WOG
103-406G | S-301G | 1-1/4" | 94.7764 | 40 | 5 | 74 | 662527294531 | Lead Free Brass Gate Valve, Non-Rising Stem, Solid Wedge, Solder Connection, 200 WOG
103-407G | S-301G | 1-1/2" | 120.4864 | 32 | 4 | 72 | 662527294548 | Lead Free Brass Gate Valve, Non-Rising Stem, Solid Wedge, Solder Connection, 200 WOG
103-408G | S-301G | 2" | 183.3724 | 20 | 2 | 68 | 662527294555 | Lead Free Brass Gate Valve, Non-Rising Stem, Solid Wedge, Solder Connection, 200 WOG
103-301 | T-301 | 1/4" | 23.132 | 120 | 10 | 58 | 662527295682 | Brass Gate Valve, Non-Rising Stem, Solid Wedge, Threaded Connection, 200 WOG
103-302 | T-301 | 3/8" | 23.132 | 120 | 10 | 68 | 662527295699 | Brass Gate Valve, Non-Rising Stem, Solid Wedge, Threaded Connection, 200 WOG
103-303 | T-301 | 1/2" | 23.132 | 120 | 10 | 48 | 662527295705 | Brass Gate Valve, Non-Rising Stem, Solid Wedge, Threaded Connection, 200 WOG
103-304 | T-301 | 3/4" | 31.7844 | 90 | 10 | 77 | 662527295712 | Brass Gate Valve, Non-Rising Stem, Solid Wedge, Threaded Connection, 200 WOG
103-305 | T-301 | 1" | 47.241 | 60 | 5 | 48 | 662527295729 | Brass Gate Valve, Non-Rising Stem, Solid Wedge, Threaded Connection, 200 WOG
103-306 | T-301 | 1-1/4" | 66.4883 | 40 | 5 | 74 | 662527295736 | Brass Gate Valve, Non-Rising Stem, Solid Wedge, Threaded Connection, 200 WOG
103-307 | T-301 | 1-1/2" | 90.9152 | 32 | 4 | 54 | 662527295743 | Brass Gate Valve, Non-Rising Stem, Solid Wedge, Threaded Connection, 200 WOG
103-308 | T-301 | 2" | 128.7386 | 20 | 2 | 54 | 662527295750 | Brass Gate Valve, Non-Rising Stem, Solid Wedge, Threaded Connection, 200 WOG
103-309 | T-301 | 2-1/2" | 253.2746 | 12 | 2 | 88 | 662527295767 | Brass Gate Valve, Non-Rising Stem, Solid Wedge, Threaded Connection, 200 WOG
103-310 | T-301 | 3" | 344.2604 | 8 | 1 | 35 | 662527295774 | Brass Gate Valve, Non-Rising Stem, Solid Wedge, Threaded Connection, 200 WOG
103-311 | T-301 | 4" | 532.5064 | 2 | 1 | 27 | 662527295781 | Brass Gate Valve, Non-Rising Stem, Solid Wedge, Threaded Connection, 200 WOG
103-403 | S-301 | 1/2" | 23.132 | 120 | 10 | 72 | 662527295798 | Brass Gate Valve, Non-Rising Stem, Solid Wedge, Solder Connection, 200 WOG
103-404 | S-301 | 3/4" | 31.1958 | 90 | 10 | 77 | 662527295804 | Brass Gate Valve, Non-Rising Stem, Solid Wedge, Solder Connection, 200 WOG
103-405 | S-301 | 1" | 46.3581 | 60 | 5 | 72 | 662527295811 | Brass Gate Valve, Non-Rising Stem, Solid Wedge, Solder Connection, 200 WOG
103-406 | S-301 | 1-1/4" | 65.2522 | 40 | 5 | 74 | 662527295828 | Brass Gate Valve, Non-Rising Stem, Solid Wedge, Solder Connection, 200 WOG
103-407 | S-301 | 1-1/2" | 86.9598 | 32 | 4 | 72 | 662527295835 | Brass Gate Valve, Non-Rising Stem, Solid Wedge, Solder Connection, 200 WOG
103-408 | S-301 | 2" | 126.3371 | 20 | 2 | 68 | 662527295842 | Brass Gate Valve, Non-Rising Stem, Solid Wedge, Solder Connection, 200 WOG
103-409 | S-301 | 2-1/2" | 241.2083 | 12 | 2 | 88 | 662527295859 | Brass Gate Valve, Non-Rising Stem, Solid Wedge, Solder Connection, 200 WOG
103-410 | S-301 | 3" | 327.8737 | 8 |  | 81 | 662527295866 | Brass Gate Valve, Non-Rising Stem, Solid Wedge, Solder Connection, 200 WOG
103-525 | F-351 | 2-1/2" | 539.673 |  |  | 44 | 662527308597 | Cast Iron Gate Valve, Non-Rising Stem, Solid Wedge, Bolted Bonnet, Class 125
103-503 | F-351 | 3" | 605.3764 |  |  | 55 | 662527308603 | Cast Iron Gate Valve, Non-Rising Stem, Solid Wedge, Bolted Bonnet, Class 125
103-504 | F-351 | 4" | 957.9714 |  |  | 99 | 662527308610 | Cast Iron Gate Valve, Non-Rising Stem, Solid Wedge, Bolted Bonnet, Class 125
103-506 | F-351 | 6" | 1807.0378 |  |  | 183 | 662527308627 | Cast Iron Gate Valve, Non-Rising Stem, Solid Wedge, Bolted Bonnet, Class 125
103-508 | F-351 | 8" | 2771.2666 |  |  | 249 | 662527308634 | Cast Iron Gate Valve, Non-Rising Stem, Solid Wedge, Bolted Bonnet, Class 125
103-625 | F-361 | 2-1/2" | 602.2703 |  |  | 48 | 662527308665 | Cast Iron Gate Valve, Rising Stem, Solid Wedge, Bolted Bonnet, OS&Y, Class 125
103-603 | F-361 | 3" | 721.6611 |  |  | 59 | 662527308672 | Cast Iron Gate Valve, Rising Stem, Solid Wedge, Bolted Bonnet, OS&Y, Class 125
103-604 | F-361 | 4" | 1116.664 |  |  | 105 | 662527308689 | Cast Iron Gate Valve, Rising Stem, Solid Wedge, Bolted Bonnet, OS&Y, Class 125
103-606 | F-361 | 6" | 1976.2162 |  |  | 194 | 662527308696 | Cast Iron Gate Valve, Rising Stem, Solid Wedge, Bolted Bonnet, OS&Y, Class 125
103-608 | F-361 | 8" | 3021.5768 |  |  | 272 | 662527308702 | Cast Iron Gate Valve, Rising Stem, Solid Wedge, Bolted Bonnet, OS&Y, Class 125
103-610 | F-361 | 10" | 4391.3283 |  |  | 438 | 662527308719 | Cast Iron Gate Valve, Rising Stem, Solid Wedge, Bolted Bonnet, OS&Y, Class 125
103-612 | F-361 | 12" | 5989.0242 |  |  | 608 | 662527308726 | Cast Iron Gate Valve, Rising Stem, Solid Wedge, Bolted Bonnet, OS&Y, Class 125
105-303G | T-511G | 1/2" | 48.7479 | 60 | 10 | 34 | 662527298720 | Lead Free Bronze Check Valve, Swing, Y-Pattern, Threaded Connection, 300 WOG, Class 150
105-304G | T-511G | 3/4" | 75.3408 | 40 | 10 | 36 | 662527298737 | Lead Free Bronze Check Valve, Swing, Y-Pattern, Threaded Connection, 300 WOG, Class 150
105-305G | T-511G | 1" | 110.2212 | 30 | 10 | 40 | 662527298744 | Lead Free Bronze Check Valve, Swing, Y-Pattern, Threaded Connection, 300 WOG, Class 150
105-306G | T-511G | 1-1/4" | 156.2498 | 20 | 5 | 39 | 662527298751 | Lead Free Bronze Check Valve, Swing, Y-Pattern, Threaded Connection, 300 WOG, Class 150
105-307G | T-511G | 1-1/2" | 222.1612 | 16 | 4 | 43 | 662527298768 | Lead Free Bronze Check Valve, Swing, Y-Pattern, Threaded Connection, 300 WOG, Class 150
105-308G | T-511G | 2" | 334.5249 | 8 | 2 | 32 | 662527298775 | Lead Free Bronze Check Valve, Swing, Y-Pattern, Threaded Connection, 300 WOG, Class 150
105-403G | S-511G | 1/2" | 48.7479 | 60 | 10 | 31 | 662527298782 | Lead Free Bronze Check Valve, Swing, Y-Pattern, Solder Connection, 300 WOG, Class 150
105-404G | S-511G | 3/4" | 75.3408 | 40 | 10 | 36 | 662527298799 | Lead Free Bronze Check Valve, Swing, Y-Pattern, Solder Connection, 300 WOG, Class 150
105-405G | S-511G | 1" | 110.2212 | 30 | 10 | 41 | 662527298805 | Lead Free Bronze Check Valve, Swing, Y-Pattern, Solder Connection, 300 WOG, Class 150
105-406G | S-511G | 1-1/4" | 156.2498 | 20 | 5 | 41 | 662527298812 | Lead Free Bronze Check Valve, Swing, Y-Pattern, Solder Connection, 300 WOG, Class 150
105-407G | S-511G | 1-1/2" | 222.1612 | 16 | 4 | 41 | 662527298829 | Lead Free Bronze Check Valve, Swing, Y-Pattern, Solder Connection, 300 WOG, Class 150
105-408G | S-511G | 2" | 334.5249 | 8 | 2 | 34 | 662527298836 | Lead Free Bronze Check Valve, Swing, Y-Pattern, Solder Connection, 300 WOG, Class 150
105-553G | P-511G | 1/2" | 72.1506 | 48 | 6 | 36 | 662527328779 | Lead Free Bronze Check Valve, Swing, Y-Pattern, Press Connection, 200 WOG, Class 150
105-554G | P-511G | 3/4" | 111.5044 | 32 | 4 | 38 | 662527328786 | Lead Free Bronze Check Valve, Swing, Y-Pattern, Press Connection, 200 WOG, Class 150
105-555G | P-511G | 1" | 189.5763 | 24 | 4 | 40 | 662527328793 | Lead Free Bronze Check Valve, Swing, Y-Pattern, Press Connection, 200 WOG, Class 150
105-556G | P-511G | 1-1/4" | 265.6352 | 16 | 4 | 38 | 662527328809 | Lead Free Bronze Check Valve, Swing, Y-Pattern, Press Connection, 200 WOG, Class 150
105-557G | P-511G | 1-1/2" | 382.1191 | 12 | 1 | 43 | 662527328816 | Lead Free Bronze Check Valve, Swing, Y-Pattern, Press Connection, 200 WOG, Class 150
105-558G | P-511G | 2" | 575.38 | 6 | 1 | 32 | 662527328823 | Lead Free Bronze Check Valve, Swing, Y-Pattern, Press Connection, 200 WOG, Class 150
105-603G | T-521G | 1/2” | 28.8841 | 100 | 25 | 33 | 662527305008 | Lead Free Brass Check Valve, Inline, Threaded Connection, 300 WOG, Class 150
105-604G | T-521G | 3/4” | 38.3724 | 128 | 16 | 52 | 662527305015 | Lead Free Brass Check Valve, Inline, Threaded Connection, 300 WOG, Class 150
105-605G | T-521G | 1” | 57.4849 | 96 | 12 | 62 | 662527305022 | Lead Free Brass Check Valve, Inline, Threaded Connection, 300 WOG, Class 150
105-606G | T-521G | 1-1/4” | 96.492 | 36 | 9 | 39 | 662527305039 | Lead Free Brass Check Valve, Inline, Threaded Connection, 300 WOG, Class 150
105-607G | T-521G | 1-1/2” | 106.7398 | 32 | 8 | 38 | 662527305046 | Lead Free Brass Check Valve, Inline, Threaded Connection, 300 WOG, Class 150
105-608G | T-521G | 2” | 180.4691 | 16 | 4 | 36 | 662527305053 | Lead Free Brass Check Valve, Inline, Threaded Connection, 300 WOG, Class 150
105-613G | S-521G | 1/2” | 29.3149 | 100 | 25 | 33 | 662527305060 | Lead Free Brass Check Valve, Inline, Solder Connection, 300 WOG, Class 150
105-614G | S-521G | 3/4” | 38.7805 | 128 | 16 | 54 | 662527305077 | Lead Free Brass Check Valve, Inline, Solder Connection, 300 WOG, Class 150
105-615G | S-521G | 1” | 57.3488 | 96 | 12 | 60 | 662527305084 | Lead Free Brass Check Valve, Inline, Solder Connection, 300 WOG, Class 150
105-616G | S-521G | 1-1/4” | 97.8524 | 48 | 6 | 52 | 662527305091 | Lead Free Brass Check Valve, Inline, Solder Connection, 300 WOG, Class 150
105-617G | S-521G | 1-1/2” | 108.6669 | 32 | 4 | 40 | 662527305107 | Lead Free Brass Check Valve, Inline, Solder Connection, 300 WOG, Class 150
105-618G | S-521G | 2” | 182.2942 | 16 | 2 | 42 | 662527305114 | Lead Free Brass Check Valve, Inline, Solder Connection, 300 WOG, Class 150
105-643G | T-521G MxF | 1/2” | 33.1578 | 25 | 100 | 40 | 662527329127 | Lead Free Brass Check Valve, Inline, MIP x FIP Connection, 300 WOG, Class 150
105-644G | T-521G MxF | 3/4” | 44.0517 | 16 | 64 | 33 | 662527329134 | Lead Free Brass Check Valve, Inline, MIP x FIP Connection, 300 WOG, Class 150
105-645G | T-521G MxF | 1” | 65.9869 | 9 | 36 | 28 | 662527329141 | Lead Free Brass Check Valve, Inline, MIP x FIP Connection, 300 WOG, Class 150
105-646G | T-521G MxF | 1-1/4” | 110.7641 | 6 | 24 | 31 | 662527329158 | Lead Free Brass Check Valve, Inline, MIP x FIP Connection, 300 WOG, Class 150
105-647G | T-521G MxF | 1-1/2” | 127.0652 | 5 | 20 | 31 | 662527329165 | Lead Free Brass Check Valve, Inline, MIP x FIP Connection, 300 WOG, Class 150
105-648G | T-521G MxF | 2” | 214.8399 | 4 | 16 | 41 | 662527329172 | Lead Free Brass Check Valve, Inline, MIP x FIP Connection, 300 WOG, Class 150
105-623G | P-521G | 1/2" | 33.2145 | 120 | 20 | 35 | 662527309792 | Lead Free Brass Check Valve, Inline, Press Connection, 300 WOG, Class 150
105-624G | P-521G | 3/4" | 43.2355 | 96 | 8 | 42 | 662527309808 | Lead Free Brass Check Valve, Inline, Press Connection, 300 WOG, Class 150
105-625G | P-521G | 1" | 63.4476 | 68 | 17 | 36 | 662527309815 | Lead Free Brass Check Valve, Inline, Press Connection, 300 WOG, Class 150
105-626G | P-521G | 1-1/4" | 103.9171 | 32 | 4 | 31 | 662527309822 | Lead Free Brass Check Valve, Inline, Press Connection, 300 WOG, Class 150
105-627G | P-521G | 1-1/2" | 126.9405 | 24 | 3 | 38 | 662527309839 | Lead Free Brass Check Valve, Inline, Press Connection, 300 WOG, Class 150
105-628G | P-521G | 2" | 194.9792 | 18 | 3 | 40 | 662527309846 | Lead Free Brass Check Valve, Inline, Press Connection, 300 WOG, Class 150
105-633G | E-521G | 1/2" | 32.523 | 80 | 20 | 33 | 662527311719 | Lead Free Brass Check Valve, Inline, Expansion Pex Connection, 300 WOG, Class 150
105-634G | E-521G | 3/4" | 41.9772 | 80 | 20 | 33 | 662527311726 | Lead Free Brass Check Valve, Inline, Expansion Pex Connection, 300 WOG, Class 150
105-635G | E-521G | 1" | 63.3342 | 72 | 18 | 33 | 662527311733 | Lead Free Brass Check Valve, Inline, Expansion Pex Connection, 300 WOG, Class 150
105-103G | T-501G | 1/2" | 26.1809 | 100 | 10 | 45 | 662527294609 | Lead Free Brass Check Valve, Horizontal Swing, Threaded Connection, 200 WOG, Class 125
105-104G | T-501G | 3/4" | 34.0564 | 80 | 10 | 51 | 662527294616 | Lead Free Brass Check Valve, Horizontal Swing, Threaded Connection, 200 WOG, Class 125
105-105G | T-501G | 1" | 45.8166 | 40 | 6 | 37 | 662527294623 | Lead Free Brass Check Valve, Horizontal Swing, Threaded Connection, 200 WOG, Class 125
105-106G | T-501G | 1-1/4" | 77.1537 | 30 | 5 | 44 | 662527294630 | Lead Free Brass Check Valve, Horizontal Swing, Threaded Connection, 200 WOG, Class 125
105-107G | T-501G | 1-1/2" | 97.7194 | 24 | 4 | 43 | 662527294647 | Lead Free Brass Check Valve, Horizontal Swing, Threaded Connection, 200 WOG, Class 125
105-108G | T-501G | 2" | 154.7783 | 16 | 2 | 44 | 662527294654 | Lead Free Brass Check Valve, Horizontal Swing, Threaded Connection, 200 WOG, Class 125
105-109G | T-501G | 2-1/2” | 331.064 | 8 | 2 | 39 | 662527294661 | Lead Free Brass Check Valve, Horizontal Swing, Threaded Connection, 200 WOG, Class 125
105-110G | T-501G | 3” | 470.4209 | 6 | 1 | 42 | 662527294678 | Lead Free Brass Check Valve, Horizontal Swing, Threaded Connection, 200 WOG, Class 125
105-111G | T-501G | 4” | 688.3324 | 4 | 1 | 44 | 662527294685 | Lead Free Brass Check Valve, Horizontal Swing, Threaded Connection, 200 WOG, Class 125
105-203G | S-501G | 1/2" | 26.1809 | 120 | 10 | 50 | 662527294692 | Lead Free Brass Check Valve, Horizontal Swing, Solder Connection, 200 WOG, Class 125
105-204G | S-501G | 3/4" | 34.0564 | 80 | 10 | 50 | 662527294708 | Lead Free Brass Check Valve, Horizontal Swing, Solder Connection, 200 WOG, Class 125
105-205G | S-501G | 1" | 45.8166 | 48 | 6 | 44 | 662527294715 | Lead Free Brass Check Valve, Horizontal Swing, Solder Connection, 200 WOG, Class 125
105-206G | S-501G | 1-1/4" | 77.1537 | 30 | 5 | 47 | 662527294722 | Lead Free Brass Check Valve, Horizontal Swing, Solder Connection, 200 WOG, Class 125
105-207G | S-501G | 1-1/2" | 97.7194 | 24 | 4 | 46 | 662527294739 | Lead Free Brass Check Valve, Horizontal Swing, Solder Connection, 200 WOG, Class 125
105-208G | S-501G | 2" | 154.7783 | 12 | 2 | 35 | 662527294746 | Lead Free Brass Check Valve, Horizontal Swing, Solder Connection, 200 WOG, Class 125
105-209G | S-501G | 2-1/2” | 331.064 | 10 | 1 | 52 | 662527305534 | Lead Free Brass Check Valve, Horizontal Swing, Solder Connection, 200 WOG, Class 125
105-210G | S-501G | 3” | 470.4209 | 6 | 1 | 41 | 662527305541 | Lead Free Brass Check Valve, Horizontal Swing, Solder Connection, 200 WOG, Class 125
105-003G | P-501G | 1/2" | 71.1971 | 160 | 10 | 68 | 662527304476 | Lead Free Brass Check Valve, Horizontal Swing, Press Connection, 200 WOG, Class 125
105-004G | P-501G | 3/4" | 98.0725 | 120 | 10 | 77 | 662527304483 | Lead Free Brass Check Valve, Horizontal Swing, Press Connection, 200 WOG, Class 125
105-005G | P-501G | 1" | 124.4536 | 60 | 5 | 51 | 662527304490 | Lead Free Brass Check Valve, Horizontal Swing, Press Connection, 200 WOG, Class 125
105-006G | P-501G | 1-1/4" | 177.7925 | 40 | 5 | 45 | 662527304506 | Lead Free Brass Check Valve, Horizontal Swing, Press Connection, 200 WOG, Class 125
105-007G | P-501G | 1-1/2" | 260.0082 | 30 | 5 | 53 | 662527304513 | Lead Free Brass Check Valve, Horizontal Swing, Press Connection, 200 WOG, Class 125
105-008G | P-501G | 2" | 383.1668 | 24 | 2 | 62 | 662527304520 | Lead Free Brass Check Valve, Horizontal Swing, Press Connection, 200 WOG, Class 125
105-303 | T-511 | 1/2" | 40.8018 | 60 | 10 | 62 | 662527295330 | Bronze Check Valve, Swing, Y-Pattern, Threaded Connection, 300 WOG, Class 150
105-304 | T-511 | 3/4" | 63.0626 | 40 | 10 | 37 | 662527295347 | Bronze Check Valve, Swing, Y-Pattern, Threaded Connection, 300 WOG, Class 150
105-305 | T-511 | 1" | 92.2572 | 30 | 10 | 40 | 662527295354 | Bronze Check Valve, Swing, Y-Pattern, Threaded Connection, 300 WOG, Class 150
105-306 | T-511 | 1-1/4" | 130.7869 | 20 | 5 | 39 | 662527295361 | Bronze Check Valve, Swing, Y-Pattern, Threaded Connection, 300 WOG, Class 150
105-307 | T-511 | 1-1/2" | 185.9505 | 16 | 4 | 43 | 662527295378 | Bronze Check Valve, Swing, Y-Pattern, Threaded Connection, 300 WOG, Class 150
105-308 | T-511 | 2" | 279.997 | 8 | 2 | 33 | 662527295385 | Bronze Check Valve, Swing, Y-Pattern, Threaded Connection, 300 WOG, Class 150
105-309 | T-511 | 2-1/2" | 627.7419 | 6 |  | 55 | 662527295392 | Bronze Check Valve, Swing, Y-Pattern, Threaded Connection, 300 WOG, Class 150
105-310 | T-511 | 3" | 833.9049 | 4 |  | 49 | 662527295408 | Bronze Check Valve, Swing, Y-Pattern, Threaded Connection, 300 WOG, Class 150
105-403 | S-511 | 1/2" | 40.8018 | 60 | 10 | 36 | 662527295415 | Bronze Check Valve, Swing, Y-Pattern, Solder Connection, 300 WOG, Class 150
105-404 | S-511 | 3/4" | 63.0626 | 40 | 10 | 35 | 662527295422 | Bronze Check Valve, Swing, Y-Pattern, Solder Connection, 300 WOG, Class 150
105-405 | S-511 | 1" | 92.2572 | 30 | 10 | 38 | 662527295439 | Bronze Check Valve, Swing, Y-Pattern, Solder Connection, 300 WOG, Class 150
105-406 | S-511 | 1-1/4" | 130.7869 | 20 | 5 | 44 | 662527295446 | Bronze Check Valve, Swing, Y-Pattern, Solder Connection, 300 WOG, Class 150
105-407 | S-511 | 1-1/2" | 185.9505 | 16 | 4 | 43 | 662527295453 | Bronze Check Valve, Swing, Y-Pattern, Solder Connection, 300 WOG, Class 150
105-408 | S-511 | 2" | 279.997 | 8 | 2 | 34 | 662527295460 | Bronze Check Valve, Swing, Y-Pattern, Solder Connection, 300 WOG, Class 150
105-409 | S-511 | 2-1/2" | 627.7419 | 6 |  | 49 | 662527295477 | Bronze Check Valve, Swing, Y-Pattern, Solder Connection, 300 WOG, Class 150
105-410 | S-511 | 3" | 833.9049 | 4 |  | 47 | 662527295484 | Bronze Check Valve, Swing, Y-Pattern, Solder Connection, 300 WOG, Class 150
105-103 | T-501 | 1/2" | 21.6016 | 100 | 10 | 45 | 662527295187 | Brass Check Valve, Horizontal Swing, Threaded Connection, 200 WOG
105-104 | T-501 | 3/4" | 27.9467 | 80 | 10 | 50 | 662527295194 | Brass Check Valve, Horizontal Swing, Threaded Connection, 200 WOG
105-105 | T-501 | 1" | 37.5998 | 48 | 6 | 60 | 662527295200 | Brass Check Valve, Horizontal Swing, Threaded Connection, 200 WOG
105-106 | T-501 | 1-1/4" | 61.132 | 30 | 5 | 44 | 662527295217 | Brass Check Valve, Horizontal Swing, Threaded Connection, 200 WOG
105-107 | T-501 | 1-1/2" | 76.9771 | 24 | 4 | 45 | 662527295224 | Brass Check Valve, Horizontal Swing, Threaded Connection, 200 WOG
105-108 | T-501 | 2" | 126.9375 | 16 | 2 | 44 | 662527295231 | Brass Check Valve, Horizontal Swing, Threaded Connection, 200 WOG
105-109 | T-501 | 2-1/2" | 221.5137 | 8 | 2 | 39 | 662527295248 | Brass Check Valve, Horizontal Swing, Threaded Connection, 200 WOG
105-110 | T-501 | 3" | 315.8192 | 6 | 1 | 42 | 662527295255 | Brass Check Valve, Horizontal Swing, Threaded Connection, 200 WOG
105-111 | T-501 | 4" | 487.1136 | 4 | 1 | 47 | 662527295262 | Brass Check Valve, Horizontal Swing, Threaded Connection, 200 WOG
105-203 | S-501 | 1/2" | 21.79 | 120 | 10 | 50 | 662527295279 | Brass Check Valve, Horizontal Swing, Solder Connection, 200 WOG
105-204 | S-501 | 3/4" | 28.2175 | 80 | 10 | 50 | 662527295286 | Brass Check Valve, Horizontal Swing, Solder Connection, 200 WOG
105-205 | S-501 | 1" | 38.6122 | 48 | 6 | 44 | 662527295293 | Brass Check Valve, Horizontal Swing, Solder Connection, 200 WOG
105-206 | S-501 | 1-1/4" | 61.544 | 30 | 5 | 47 | 662527295309 | Brass Check Valve, Horizontal Swing, Solder Connection, 200 WOG
105-207 | S-501 | 1-1/2" | 79.1549 | 24 | 4 | 46 | 662527295316 | Brass Check Valve, Horizontal Swing, Solder Connection, 200 WOG
105-208 | S-501 | 2" | 116.5428 | 12 | 2 | 35 | 662527295323 | Brass Check Valve, Horizontal Swing, Solder Connection, 200 WOG
105-803 | T-550 | 1/2" | 134.6481 | 66 | 1 | 71 | 662527304889 | Stainless Steel Check Valve, Swing, Threaded Connection, 200 WOG
105-804 | T-550 | 3/4" | 159.9815 | 48 | 1 | 1 | 662527304896 | Stainless Steel Check Valve, Swing, Threaded Connection, 200 WOG
105-805 | T-550 | 1" | 214.1327 | 30 | 1 | 1 | 662527304902 | Stainless Steel Check Valve, Swing, Threaded Connection, 200 WOG
105-806 | T-550 | 1-1/4" | 284.2232 | 24 | 1 | 2 | 662527304919 | Stainless Steel Check Valve, Swing, Threaded Connection, 200 WOG
105-807 | T-550 | 1-1/2" | 400.3422 | 14 | 1 | 3 | 662527304926 | Stainless Steel Check Valve, Swing, Threaded Connection, 200 WOG
105-808 | T-550 | 2" | 502.1111 | 4 | 1 | 5 | 662527304933 | Stainless Steel Check Valve, Swing, Threaded Connection, 200 WOG
105-725 | F-571 | 2-1/2" | 484.2172 |  |  | 24 | 662527308733 | Cast Iron Check Valve, Horizontal Swing, Bolted Bonnet, Class 125
105-703 | F-571 | 3" | 564.3401 |  |  | 44 | 662527308740 | Cast Iron Check Valve, Horizontal Swing, Bolted Bonnet, Class 125
105-704 | F-571 | 4" | 871.5684 |  |  | 78 | 662527308757 | Cast Iron Check Valve, Horizontal Swing, Bolted Bonnet, Class 125
105-706 | F-571 | 6" | 1604.2821 |  |  | 152 | 662527308764 | Cast Iron Check Valve, Horizontal Swing, Bolted Bonnet, Class 125
105-708 | F-571 | 8" | 2649.3932 |  |  | 259 | 662527308771 | Cast Iron Check Valve, Horizontal Swing, Bolted Bonnet, Class 125
105-710 | F-571 | 10" | 4268.038 |  |  | 417 | 662527308788 | Cast Iron Check Valve, Horizontal Swing, Bolted Bonnet, Class 125
105-712 | F-571 | 12" | 6300.0273 |  |  | 615 | 662527308795 | Cast Iron Check Valve, Horizontal Swing, Bolted Bonnet, Class 125
105-925 | F-591 | 2-1/2" | 116.2734 |  |  | 11 | 662527308870 | Cast Iron Check Valve, Wafer Style, Double Door, Aluminum Bronze Disc, Class 125
105-903 | F-591 | 3" | 162.2068 |  |  | 13 | 662527308887 | Cast Iron Check Valve, Wafer Style, Double Door, Aluminum Bronze Disc, Class 125
105-904 | F-591 | 4" | 220.916 |  |  | 20 | 662527308894 | Cast Iron Check Valve, Wafer Style, Double Door, Aluminum Bronze Disc, Class 125
105-906 | F-591 | 6" | 439.2587 |  |  | 33 | 662527308900 | Cast Iron Check Valve, Wafer Style, Double Door, Aluminum Bronze Disc, Class 125
105-908 | F-591 | 8" | 792.1597 |  |  | 62 | 662527308917 | Cast Iron Check Valve, Wafer Style, Double Door, Aluminum Bronze Disc, Class 125
105-910 | F-591 | 10" | 1243.6952 |  |  | 56 | 662527308924 | Cast Iron Check Valve, Wafer Style, Double Door, Aluminum Bronze Disc, Class 125
105-912 | F-591 | 12" | 1924.9548 |  |  | 90 | 662527308931 | Cast Iron Check Valve, Wafer Style, Double Door, Aluminum Bronze Disc, Class 125
105-525 | F-592 | 2-1/2" | 186.0238 | 1 | 1 | 11 | 662527318893 | Ductile Iron Check Valve, Wafer Style, Double Door, Stainless Steel Disc, Class 125
105-503 | F-592 | 3" | 259.5377 | 1 | 1 | 13 | 662527318909 | Ductile Iron Check Valve, Wafer Style, Double Door, Stainless Steel Disc, Class 125
105-504 | F-592 | 4" | 353.4678 | 1 | 1 | 20 | 662527318916 | Ductile Iron Check Valve, Wafer Style, Double Door, Stainless Steel Disc, Class 125
105-506 | F-592 | 6" | 702.8093 | 1 | 1 | 33 | 662527318923 | Ductile Iron Check Valve, Wafer Style, Double Door, Stainless Steel Disc, Class 125
105-508 | F-592 | 8" | 1267.4555 | 1 | 1 | 62 | 662527318930 | Ductile Iron Check Valve, Wafer Style, Double Door, Stainless Steel Disc, Class 125
105-510 | F-592 | 10" | 1989.9101 | 1 | 1 | 56 | 662527318947 | Ductile Iron Check Valve, Wafer Style, Double Door, Stainless Steel Disc, Class 125
105-512 | F-592 | 12" | 3079.9232 | 1 | 1 | 90 | 662527318954 | Ductile Iron Check Valve, Wafer Style, Double Door, Stainless Steel Disc, Class 125
106-303G | T-651G | 1/2" | 55.5992 | 48 | 12 | 34 | 662527309174 | Lead Free Bronze Strainer Valve, Y-Strainer, Threaded Connection, 20 Stainless Steel Mesh, 150 WOG
106-304G | T-651G | 3/4" | 85.3352 | 32 | 8 | 39 | 662527309181 | Lead Free Bronze Strainer Valve, Y-Strainer, Threaded Connection, 20 Stainless Steel Mesh, 150 WOG
106-305G | T-651G | 1" | 130.2807 | 16 | 8 | 30 | 662527309198 | Lead Free Bronze Strainer Valve, Y-Strainer, Threaded Connection, 20 Stainless Steel Mesh, 150 WOG
106-306G | T-651G | 1-1/4" | 193.9672 | 12 | 6 | 34 | 662527309204 | Lead Free Bronze Strainer Valve, Y-Strainer, Threaded Connection, 20 Stainless Steel Mesh, 150 WOG
106-307G | T-651G | 1-1/2" | 243.9982 | 12 | 2 | 44 | 662527309211 | Lead Free Bronze Strainer Valve, Y-Strainer, Threaded Connection, 20 Stainless Steel Mesh, 150 WOG
106-308G | T-651G | 2" | 385.2505 | 8 | 2 | 48 | 662527309228 | Lead Free Bronze Strainer Valve, Y-Strainer, Threaded Connection, 20 Stainless Steel Mesh, 150 WOG
106-309G | T-651G | 2-1/2" | 628.1421 | 4 | 1 | 40 | 662527309235 | Lead Free Bronze Strainer Valve, Y-Strainer, Threaded Connection, 20 Stainless Steel Mesh, 150 WOG
106-310G | T-651G | 3" | 931.177 | 2 | 1 | 30 | 662527309242 | Lead Free Bronze Strainer Valve, Y-Strainer, Threaded Connection, 20 Stainless Steel Mesh, 150 WOG
106-403G | S-651G | 1/2" | 55.5992 | 48 | 12 | 34 | 662527309259 | Lead Free Bronze Strainer Valve, Y-Strainer, Solder Connection, 20 Stainless Steel Mesh, 150 WOG
106-404G | S-651G | 3/4" | 85.3352 | 32 | 8 | 37 | 662527309266 | Lead Free Bronze Strainer Valve, Y-Strainer, Solder Connection, 20 Stainless Steel Mesh, 150 WOG
106-405G | S-651G | 1" | 130.2807 | 16 | 8 | 27 | 662527309273 | Lead Free Bronze Strainer Valve, Y-Strainer, Solder Connection, 20 Stainless Steel Mesh, 150 WOG
106-406G | S-651G | 1-1/4" | 193.9672 | 12 | 6 | 31 | 662527309280 | Lead Free Bronze Strainer Valve, Y-Strainer, Solder Connection, 20 Stainless Steel Mesh, 150 WOG
106-407G | S-651G | 1-1/2" | 243.9982 | 12 | 2 | 42 | 662527309297 | Lead Free Bronze Strainer Valve, Y-Strainer, Solder Connection, 20 Stainless Steel Mesh, 150 WOG
106-408G | S-651G | 2" | 385.2505 | 8 | 2 | 45 | 662527309303 | Lead Free Bronze Strainer Valve, Y-Strainer, Solder Connection, 20 Stainless Steel Mesh, 150 WOG
106-553G | P-651G | 1/2" | 75.0583 | 48 | 8 | 42 | 662527328717 | Lead Free Bronze Strainer Valve, Y-Strainer, Press Connection, 20 Stainless Steel Mesh, 200 CWP
106-554G | P-651G | 3/4" | 115.189 | 32 | 4 | 46 | 662527328724 | Lead Free Bronze Strainer Valve, Y-Strainer, Press Connection, 20 Stainless Steel Mesh, 200 CWP
106-555G | P-651G | 1" | 170.6705 | 20 | 2 | 44 | 662527328731 | Lead Free Bronze Strainer Valve, Y-Strainer, Press Connection, 20 Stainless Steel Mesh, 200 CWP
106-556G | P-651G | 1-1/4" | 250.2139 | 12 | 1 | 40 | 662527328748 | Lead Free Bronze Strainer Valve, Y-Strainer, Press Connection, 20 Stainless Steel Mesh, 200 CWP
106-557G | P-651G | 1-1/2" | 329.4041 | 12 | 1 | 52 | 662527328755 | Lead Free Bronze Strainer Valve, Y-Strainer, Press Connection, 20 Stainless Steel Mesh, 200 CWP
106-558G | P-651G | 2" | 477.7078 | 6 | 1 | 42 | 662527328762 | Lead Free Bronze Strainer Valve, Y-Strainer, Press Connection, 20 Stainless Steel Mesh, 200 CWP
106-625 | F-651 | 2-1/2" | 329.5942 |  |  | 31 | 662527308801 | Cast Iron Strainer Valve, Y-Strainer, Bolted Bonnet, Stainless Steel Screen, Class 125
106-603 | F-651 | 3" | 411.9956 |  |  | 42 | 662527308818 | Cast Iron Strainer Valve, Y-Strainer, Bolted Bonnet, Stainless Steel Screen, Class 125
106-604 | F-651 | 4" | 576.7984 |  |  | 60 | 662527308825 | Cast Iron Strainer Valve, Y-Strainer, Bolted Bonnet, Stainless Steel Screen, Class 125
106-606 | F-651 | 6" | 1235.9981 |  |  | 127 | 662527308832 | Cast Iron Strainer Valve, Y-Strainer, Bolted Bonnet, Stainless Steel Screen, Class 125
106-608 | F-651 | 8" | 2471.8715 |  |  | 227 | 662527308849 | Cast Iron Strainer Valve, Y-Strainer, Bolted Bonnet, Stainless Steel Screen, Class 125
106-610 | F-651 | 10" | 3460.6201 |  |  | 291 | 662527308856 | Cast Iron Strainer Valve, Y-Strainer, Bolted Bonnet, Stainless Steel Screen, Class 125
106-612 | F-651 | 12" | 4177.4747 |  |  | 454 | 662527308863 | Cast Iron Strainer Valve, Y-Strainer, Bolted Bonnet, Stainless Steel Screen, Class 125
AE-180-120-12 | AE Series | 180 | 955.096 |  |  |  |  | Electric Actuator, Double Acting, NEMA 4x, Manual Override, 120VAC
AE-350 | AE Series | 350 | 752.4208 |  |  |  |  | Electric Actuator, Double Acting, NEMA 4x, Manual Override, 120VAC
AE-700 | AE Series | 700 | 936.5647 |  |  |  |  | Electric Actuator, Double Acting, NEMA 4x, Manual Override, 120VAC
AE-880 | AE Series | 880 | 1615.5485 |  |  |  |  | Electric Actuator, Double Acting, NEMA 4x, Manual Override, 120VAC
AE-1400 | AE Series | 1400 | 1942.395 |  |  |  |  | Electric Actuator, Double Acting, NEMA 4x, Manual Override, 120VAC
AE-2100 | AE Series | 2125 | 2193.1946 |  |  |  |  | Electric Actuator, Double Acting, NEMA 4x, Manual Override, 120VAC
AE-3100 | AE Series | 3098 | 2405.3266 |  |  |  |  | Electric Actuator, Double Acting, NEMA 4x, Manual Override, 120VAC
AE-4400 | AE Series | 4425 | 2737.502 |  |  |  |  | Electric Actuator, Double Acting, NEMA 4x, Manual Override, 120VAC
AE-7000 | AE Series | 7080 | 3161.744 |  |  |  |  | Electric Actuator, Double Acting, NEMA 4x, Manual Override, 120VAC
AE-9700 | AE Series | 9735 | 3478.4896 |  |  |  |  | Electric Actuator, Double Acting, NEMA 4x, Manual Override, 120VAC
AE-700M | AE Series | 700 | 2474.7996 |  |  |  |  | Electric Actuator, Double Acting, NEMA 4x, Manual Override, 120VAC Modulating
AE-880M | AE Series | 880 | 3160.4118 |  |  |  |  | Electric Actuator, Double Acting, NEMA 4x, Manual Override, 120VAC Modulating
AE-1400M | AE Series | 1400 | 3487.2365 |  |  |  |  | Electric Actuator, Double Acting, NEMA 4x, Manual Override, 120VAC Modulating
AE-2100M | AE Series | 2125 | 3738.058 |  |  |  |  | Electric Actuator, Double Acting, NEMA 4x, Manual Override, 120VAC Modulating
AE-3100M | AE Series | 3098 | 3950.168 |  |  |  |  | Electric Actuator, Double Acting, NEMA 4x, Manual Override, 120VAC Modulating
AE-4400M | AE Series | 4425 | 4282.3435 |  |  |  |  | Electric Actuator, Double Acting, NEMA 4x, Manual Override, 120VAC Modulating
AE-7000M | AE Series | 7080 | 4706.5746 |  |  |  |  | Electric Actuator, Double Acting, NEMA 4x, Manual Override, 120VAC Modulating
AE-9700M | AE Series | 9735 | 5026.7599 |  |  |  |  | Electric Actuator, Double Acting, NEMA 4x, Manual Override, 120VAC Modulating
AE-180-24VAC | AE Series | 180 | 1085.0003 |  |  |  |  | Electric Actuator, Double Acting, NEMA 4x, Manual Override, 24VAC
AE-700-24VAC | AE Series | 700 | 2375.242 |  |  |  |  | Electric Actuator, Double Acting, NEMA 4x, Manual Override, 24VAC
AE-880-24VAC | AE Series | 880 | 2947.723 |  |  |  |  | Electric Actuator, Double Acting, NEMA 4x, Manual Override, 24VAC
AE-1400-24VAC | AE Series | 1400 | 2792.2549 |  |  |  |  | Electric Actuator, Double Acting, NEMA 4x, Manual Override, 24VAC
AE-2100-24VAC | AE Series | 2125 | 3068.793 |  |  |  |  | Electric Actuator, Double Acting, NEMA 4x, Manual Override, 24VAC
AE-3100-24VAC | AE Series | 3098 | 3298.9975 |  |  |  |  | Electric Actuator, Double Acting, NEMA 4x, Manual Override, 24VAC
AE-4400-24VAC | AE Series | 4425 | 3623.3652 |  |  |  |  | Electric Actuator, Double Acting, NEMA 4x, Manual Override, 24VAC
AE-7000-24VAC | AE Series | 7080 | 4307.9837 |  |  |  |  | Electric Actuator, Double Acting, NEMA 4x, Manual Override, 24VAC
AE-9700-24VAC | AE Series | 9735 | 4727.9996 |  |  |  |  | Electric Actuator, Double Acting, NEMA 4x, Manual Override, 24VAC
AE-180-24VDC | AE Series | 180 | 1098.1807 |  |  |  |  | Electric Actuator, Double Acting, NEMA 4x, Manual Override, 24VDC
AE-350-24VDC | AE Series | 350 | 1028.4238 |  |  |  |  | Electric Actuator, Double Acting, NEMA 4x, Manual Override, 24VDC
AE-700-24VDC | AE Series | 700 | 1298.9886 |  |  |  |  | Electric Actuator, Double Acting, NEMA 4x, Manual Override, 24VDC
AE-880-24VDC | AE Series | 880 | 1871.4696 |  |  |  |  | Electric Actuator, Double Acting, NEMA 4x, Manual Override, 24VDC
AE-1400-24VDC | AE Series | 1400 | 2313.9152 |  |  |  |  | Electric Actuator, Double Acting, NEMA 4x, Manual Override, 24VDC
AE-2100-24VDC | AE Series | 2125 | 2592.1678 |  |  |  |  | Electric Actuator, Double Acting, NEMA 4x, Manual Override, 24VDC
AE-3100-24VDC | AE Series | 3098 | 2820.6688 |  |  |  |  | Electric Actuator, Double Acting, NEMA 4x, Manual Override, 24VDC
AE-4400-24VDC | AE Series | 4425 | 3145.0255 |  |  |  |  | Electric Actuator, Double Acting, NEMA 4x, Manual Override, 24VDC
AE-7000-24VDC | AE Series | 7080 | 3829.6331 |  |  |  |  | Electric Actuator, Double Acting, NEMA 4x, Manual Override, 24VDC
AE-9700-24VDC | AE Series | 9735 | 4249.6054 |  |  |  |  | Electric Actuator, Double Acting, NEMA 4x, Manual Override, 24VDC
JV-50-DA | JV series |  | 380.0051 |  |  |  |  | Pneumatic Actuator, Rotary Rack, Pinion Design, Dual Travel Stops, Double Acting
JV-60-DA | JV series |  | 462.2218 |  |  |  |  | Pneumatic Actuator, Rotary Rack, Pinion Design, Dual Travel Stops, Double Acting
JV-70-DA | JV series |  | 605.0117 |  |  |  |  | Pneumatic Actuator, Rotary Rack, Pinion Design, Dual Travel Stops, Double Acting
JV-80-DA | JV series |  | 640.5017 |  |  |  |  | Pneumatic Actuator, Rotary Rack, Pinion Design, Dual Travel Stops, Double Acting
JV-90-DA | JV series |  | 766.4093 |  |  |  |  | Pneumatic Actuator, Rotary Rack, Pinion Design, Dual Travel Stops, Double Acting
JV-100-DA | JV series |  | 819.3494 |  |  |  |  | Pneumatic Actuator, Rotary Rack, Pinion Design, Dual Travel Stops, Double Acting
JV-120-DA | JV series |  | 972.0875 |  |  |  |  | Pneumatic Actuator, Rotary Rack, Pinion Design, Dual Travel Stops, Double Acting
JV-140-DA | JV series |  | 1283.373 |  |  |  |  | Pneumatic Actuator, Rotary Rack, Pinion Design, Dual Travel Stops, Double Acting
JV-160-DA | JV series |  | 2005.316 |  |  |  |  | Pneumatic Actuator, Rotary Rack, Pinion Design, Dual Travel Stops, Double Acting
JV-190-DA | JV series |  | 2498.5397 |  |  |  |  | Pneumatic Actuator, Rotary Rack, Pinion Design, Dual Travel Stops, Double Acting
JV-200-DA | JV series |  | 3357.6707 |  |  |  |  | Pneumatic Actuator, Rotary Rack, Pinion Design, Dual Travel Stops, Double Acting
JV-240-DA | JV series |  | 4503.3643 |  |  |  |  | Pneumatic Actuator, Rotary Rack, Pinion Design, Dual Travel Stops, Double Acting
JV-270-DA | JV series |  | 6198.9455 |  |  |  |  | Pneumatic Actuator, Rotary Rack, Pinion Design, Dual Travel Stops, Double Acting
JV-300-DA | JV series |  | 6955.9636 |  |  |  |  | Pneumatic Actuator, Rotary Rack, Pinion Design, Dual Travel Stops, Double Acting
JV-50-SR | JV series |  | 428.5554 |  |  |  |  | Pneumatic Actuator, Rotary Rack, Pinion Design, Dual Travel Stops, Spring Return
JV-60-SR | JV series |  | 546.2512 |  |  |  |  | Pneumatic Actuator, Rotary Rack, Pinion Design, Dual Travel Stops, Spring Return
JV-70-SR | JV series |  | 620.529 |  |  |  |  | Pneumatic Actuator, Rotary Rack, Pinion Design, Dual Travel Stops, Spring Return
JV-80-SR | JV series |  | 693.2999 |  |  |  |  | Pneumatic Actuator, Rotary Rack, Pinion Design, Dual Travel Stops, Spring Return
JV-90-SR | JV series |  | 857.1108 |  |  |  |  | Pneumatic Actuator, Rotary Rack, Pinion Design, Dual Travel Stops, Spring Return
JV-100-SR | JV series |  | 983.1494 |  |  |  |  | Pneumatic Actuator, Rotary Rack, Pinion Design, Dual Travel Stops, Spring Return
JV-120-SR | JV series |  | 1158.5465 |  |  |  |  | Pneumatic Actuator, Rotary Rack, Pinion Design, Dual Travel Stops, Spring Return
JV-140-SR | JV series |  | 1737.0116 |  |  |  |  | Pneumatic Actuator, Rotary Rack, Pinion Design, Dual Travel Stops, Spring Return
JV-160-SR | JV series |  | 2398.0648 |  |  |  |  | Pneumatic Actuator, Rotary Rack, Pinion Design, Dual Travel Stops, Spring Return
JV-190-SR | JV series |  | 3285.8935 |  |  |  |  | Pneumatic Actuator, Rotary Rack, Pinion Design, Dual Travel Stops, Spring Return
JV-200-SR | JV series |  | 3599.3084 |  |  |  |  | Pneumatic Actuator, Rotary Rack, Pinion Design, Dual Travel Stops, Spring Return
JV-240-SR | JV series |  | 6329.0791 |  |  |  |  | Pneumatic Actuator, Rotary Rack, Pinion Design, Dual Travel Stops, Spring Return
JV-270-SR | JV series |  | 6612.2129 |  |  |  |  | Pneumatic Actuator, Rotary Rack, Pinion Design, Dual Travel Stops, Spring Return
JV-300-SR | JV series |  | 8386.2106 |  |  |  |  | Pneumatic Actuator, Rotary Rack, Pinion Design, Dual Travel Stops, Spring Return
A101-12 | A101 | 1/2" | 54.0649 |  |  |  |  | Lead Free Brass Direct Mount Ball Valve, 2 Piece, Full Port, Threaded Connection, Stainless Steel Trim, ISO Mounting Pad, 600 WOG
A101-34 | A101 | 3/4" | 65.0068 |  |  |  |  | Lead Free Brass Direct Mount Ball Valve, 2 Piece, Full Port, Threaded Connection, Stainless Steel Trim, ISO Mounting Pad, 600 WOG
A101-1 | A101 | 1" | 102.6698 |  |  |  |  | Lead Free Brass Direct Mount Ball Valve, 2 Piece, Full Port, Threaded Connection, Stainless Steel Trim, ISO Mounting Pad, 600 WOG
A101-114 | A101 | 1-1/4" | 130.8216 |  |  |  |  | Lead Free Brass Direct Mount Ball Valve, 2 Piece, Full Port, Threaded Connection, Stainless Steel Trim, ISO Mounting Pad, 600 WOG
A101-112 | A101 | 1-1/2" | 172.9837 |  |  |  |  | Lead Free Brass Direct Mount Ball Valve, 2 Piece, Full Port, Threaded Connection, Stainless Steel Trim, ISO Mounting Pad, 600 WOG
A101-2 | A101 | 2" | 231.3074 |  |  |  |  | Lead Free Brass Direct Mount Ball Valve, 2 Piece, Full Port, Threaded Connection, Stainless Steel Trim, ISO Mounting Pad, 600 WOG
A751T-14 | A-751T | 1/4" | 109.2874 |  |  |  |  | Brass Direct Mount Ball Valve, 3-Way, Standard Port, T-Port, Threaded Connection, ISO Mounting Pad, 400 WOG
A751T-38 | A-751T | 3/8" | 123.9638 |  |  |  |  | Brass Direct Mount Ball Valve, 3-Way, Standard Port, T-Port, Threaded Connection, ISO Mounting Pad, 400 WOG
A751T-12 | A-751T | 1/2" | 146.8085 |  |  |  |  | Brass Direct Mount Ball Valve, 3-Way, Standard Port, T-Port, Threaded Connection, ISO Mounting Pad, 400 WOG
A751T-34 | A-751T | 3/4" | 146.8085 |  |  |  |  | Brass Direct Mount Ball Valve, 3-Way, Standard Port, T-Port, Threaded Connection, ISO Mounting Pad, 400 WOG
A751T-1 | A-751T | 1" | 193.9174 |  |  |  |  | Brass Direct Mount Ball Valve, 3-Way, Standard Port, T-Port, Threaded Connection, ISO Mounting Pad, 400 WOG
A751T-114 | A-751T | 1-1/4" | 269.7458 |  |  |  |  | Brass Direct Mount Ball Valve, 3-Way, Standard Port, T-Port, Threaded Connection, ISO Mounting Pad, 400 WOG
A751T-112 | A-751T | 1-1/2" | 416.8055 |  |  |  |  | Brass Direct Mount Ball Valve, 3-Way, Standard Port, T-Port, Threaded Connection, ISO Mounting Pad, 400 WOG
A751T-2 | A-751T | 2" | 672.2352 |  |  |  |  | Brass Direct Mount Ball Valve, 3-Way, Standard Port, T-Port, Threaded Connection, ISO Mounting Pad, 400 WOG
A751L-14 | A-751L | 1/4" | 109.2874 |  |  |  |  | Brass Direct Mount Ball Valve, 3-Way, Standard Port, L-Port, Threaded Connection, ISO Mounting Pad, 400 WOG
A751L-38 | A-751L | 3/8" | 123.9638 |  |  |  |  | Brass Direct Mount Ball Valve, 3-Way, Standard Port, L-Port, Threaded Connection, ISO Mounting Pad, 400 WOG
A751L-12 | A-751L | 1/2" | 146.8085 |  |  |  |  | Brass Direct Mount Ball Valve, 3-Way, Standard Port, L-Port, Threaded Connection, ISO Mounting Pad, 400 WOG
A751L-34 | A-751L | 3/4" | 146.8085 |  |  |  |  | Brass Direct Mount Ball Valve, 3-Way, Standard Port, L-Port, Threaded Connection, ISO Mounting Pad, 400 WOG
A751L-1 | A-751L | 1" | 193.9174 |  |  |  |  | Brass Direct Mount Ball Valve, 3-Way, Standard Port, L-Port, Threaded Connection, ISO Mounting Pad, 400 WOG
A751L-114 | A-751L | 1-1/4" | 269.7458 |  |  |  |  | Brass Direct Mount Ball Valve, 3-Way, Standard Port, L-Port, Threaded Connection, ISO Mounting Pad, 400 WOG
A751L-112 | A-751L | 1-1/2" | 416.8055 |  |  |  |  | Brass Direct Mount Ball Valve, 3-Way, Standard Port, L-Port, Threaded Connection, ISO Mounting Pad, 400 WOG
A751L-2 | A-751L | 2" | 672.2352 |  |  |  |  | Brass Direct Mount Ball Valve, 3-Way, Standard Port, L-Port, Threaded Connection, ISO Mounting Pad, 400 WOG
A1B-A1C11 | Mounting Bracket | 1/4 - 1/2” | 101.4031 |  |  |  |  | ISO 5211 Mounting Pad, For Electric and Pneumatic Actuators
A2B-A2C11 | Mounting Bracket | 3/4” | 101.4031 |  |  |  |  | ISO 5211 Mounting Pad, For Electric and Pneumatic Actuators
A3B-A3C11 | Mounting Bracket | 1”, 1-1/4” | 101.4031 |  |  |  |  | ISO 5211 Mounting Pad, For Electric and Pneumatic Actuators
A4B-A4C14 | Mounting Bracket | 1-1/2”, 2” | 101.4031 |  |  |  |  | ISO 5211 Mounting Pad, For Electric and Pneumatic Actuators
FABRICATED | Mounting Bracket | 2-1/2” - 4” | 0 |  |  |  |  | ISO 5211 Mounting Pad, For Electric and Pneumatic Actuators
A1000-14 | A1000 | 1/4" | 172.2193 |  |  |  |  | Stainless Steel Direct Mount Ball Valve, 3 Piece 4 Bolt, Swing Out Body, Full Port, Threaded Connection, ISO Mounting Pad, 1000 WOG
A1000-38 | A1000 | 3/8" | 172.2193 |  |  |  |  | Stainless Steel Direct Mount Ball Valve, 3 Piece 4 Bolt, Swing Out Body, Full Port, Threaded Connection, ISO Mounting Pad, 1000 WOG
A1000-12 | A1000 | 1/2" | 172.2193 |  |  |  |  | Stainless Steel Direct Mount Ball Valve, 3 Piece 4 Bolt, Swing Out Body, Full Port, Threaded Connection, ISO Mounting Pad, 1000 WOG
A1000-34 | A1000 | 3/4" | 182.8008 |  |  |  |  | Stainless Steel Direct Mount Ball Valve, 3 Piece 4 Bolt, Swing Out Body, Full Port, Threaded Connection, ISO Mounting Pad, 1000 WOG
A1000-1 | A1000 | 1" | 276.7674 |  |  |  |  | Stainless Steel Direct Mount Ball Valve, 3 Piece 4 Bolt, Swing Out Body, Full Port, Threaded Connection, ISO Mounting Pad, 1000 WOG
A1000-114 | A1000 | 1-1/4" | 357.7392 |  |  |  |  | Stainless Steel Direct Mount Ball Valve, 3 Piece 4 Bolt, Swing Out Body, Full Port, Threaded Connection, ISO Mounting Pad, 1000 WOG
A1000-112 | A1000 | 1-1/2" | 453.0817 |  |  |  |  | Stainless Steel Direct Mount Ball Valve, 3 Piece 4 Bolt, Swing Out Body, Full Port, Threaded Connection, ISO Mounting Pad, 1000 WOG
A1000-2 | A1000 | 2" | 733.6384 |  |  |  |  | Stainless Steel Direct Mount Ball Valve, 3 Piece 4 Bolt, Swing Out Body, Full Port, Threaded Connection, ISO Mounting Pad, 1000 WOG
A1000-212 | A1000 | 2-1/2" | 1331.9888 |  |  |  |  | Stainless Steel Direct Mount Ball Valve, 3 Piece 4 Bolt, Swing Out Body, Full Port, Threaded Connection, ISO Mounting Pad, 1000 WOG
A1000-3 | A1000 | 3" | 1978.4528 |  |  |  |  | Stainless Steel Direct Mount Ball Valve, 3 Piece 4 Bolt, Swing Out Body, Full Port, Threaded Connection, ISO Mounting Pad, 1000 WOG
A1000-4 | A1000 | 4" | 2883.8519 |  |  |  |  | Stainless Steel Direct Mount Ball Valve, 3 Piece 4 Bolt, Swing Out Body, Full Port, Threaded Connection, ISO Mounting Pad, 1000 WOG
A1001-14 | A1001 | 1/4" | 95.4299 |  |  |  |  | Stainless Steel Direct Mount Ball Valve, 3 Piece 4 Bolt, Full Port, Threaded Connection, ISO Mounting Pad, 1000 WOG
A1001-38 | A1001 | 3/8" | 95.4299 |  |  |  |  | Stainless Steel Direct Mount Ball Valve, 3 Piece 4 Bolt, Full Port, Threaded Connection, ISO Mounting Pad, 1000 WOG
A1001-12 | A1001 | 1/2" | 95.4299 |  |  |  |  | Stainless Steel Direct Mount Ball Valve, 3 Piece 4 Bolt, Full Port, Threaded Connection, ISO Mounting Pad, 1000 WOG
A1001-34 | A1001 | 3/4" | 113.6554 |  |  |  |  | Stainless Steel Direct Mount Ball Valve, 3 Piece 4 Bolt, Full Port, Threaded Connection, ISO Mounting Pad, 1000 WOG
A1001-1 | A1001 | 1" | 155.0968 |  |  |  |  | Stainless Steel Direct Mount Ball Valve, 3 Piece 4 Bolt, Full Port, Threaded Connection, ISO Mounting Pad, 1000 WOG
A1001-114 | A1001 | 1-1/4" | 205.4816 |  |  |  |  | Stainless Steel Direct Mount Ball Valve, 3 Piece 4 Bolt, Full Port, Threaded Connection, ISO Mounting Pad, 1000 WOG
A1001-112 | A1001 | 1-1/2" | 289.2271 |  |  |  |  | Stainless Steel Direct Mount Ball Valve, 3 Piece 4 Bolt, Full Port, Threaded Connection, ISO Mounting Pad, 1000 WOG
A1001-2 | A1001 | 2" | 402.8934 |  |  |  |  | Stainless Steel Direct Mount Ball Valve, 3 Piece 4 Bolt, Full Port, Threaded Connection, ISO Mounting Pad, 1000 WOG
A2020D-12 | A2020D | 1/2" | 193.4587 |  |  |  |  | Stainless Steel Direct Mount Ball Valve, 2 Piece, Full Port, Flanged Connection, ISO Mounting Pad, Class 150
A2020D-34 | A2020D | 3/4" | 226.3716 |  |  |  |  | Stainless Steel Direct Mount Ball Valve, 2 Piece, Full Port, Flanged Connection, ISO Mounting Pad, Class 150
A2020D-1 | A2020D | 1" | 313.8736 |  |  |  |  | Stainless Steel Direct Mount Ball Valve, 2 Piece, Full Port, Flanged Connection, ISO Mounting Pad, Class 150
A2020D-114 | A2020D | 1-1/4" | 504.9845 |  |  |  |  | Stainless Steel Direct Mount Ball Valve, 2 Piece, Full Port, Flanged Connection, ISO Mounting Pad, Class 150
A2020D-112 | A2020D | 1-1/2" | 664.8642 |  |  |  |  | Stainless Steel Direct Mount Ball Valve, 2 Piece, Full Port, Flanged Connection, ISO Mounting Pad, Class 150
A2020D-2 | A2020D | 2" | 840.3704 |  |  |  |  | Stainless Steel Direct Mount Ball Valve, 2 Piece, Full Port, Flanged Connection, ISO Mounting Pad, Class 150
A2020D-212 | A2020D | 2-1/2" | 1482.5647 |  |  |  |  | Stainless Steel Direct Mount Ball Valve, 2 Piece, Full Port, Flanged Connection, ISO Mounting Pad, Class 150
A2020D-3 | A2020D | 3" | 1589.0566 |  |  |  |  | Stainless Steel Direct Mount Ball Valve, 2 Piece, Full Port, Flanged Connection, ISO Mounting Pad, Class 150
A2020D-4 | A2020D | 4" | 2532.9923 |  |  |  |  | Stainless Steel Direct Mount Ball Valve, 2 Piece, Full Port, Flanged Connection, ISO Mounting Pad, Class 150
A850T-14 | A-850T | 1/4" | 324.2476 |  |  | 1 |  | Stainless Steel Direct Mount Ball Valve, 3-Way, Full Port, T-Port, Threaded Connection, ISO Mounting Pad, 1000 WOG
A850T-38 | A-850T | 3/8" | 324.2476 |  |  | 1 |  | Stainless Steel Direct Mount Ball Valve, 3-Way, Full Port, T-Port, Threaded Connection, ISO Mounting Pad, 1000 WOG
A850T-12 | A-850T | 1/2" | 354.5287 |  |  | 2 |  | Stainless Steel Direct Mount Ball Valve, 3-Way, Full Port, T-Port, Threaded Connection, ISO Mounting Pad, 1000 WOG
A850T-34 | A-850T | 3/4" | 477.2477 |  |  | 3 |  | Stainless Steel Direct Mount Ball Valve, 3-Way, Full Port, T-Port, Threaded Connection, ISO Mounting Pad, 1000 WOG
A850T-1 | A-850T | 1" | 613.6057 |  |  | 5 |  | Stainless Steel Direct Mount Ball Valve, 3-Way, Full Port, T-Port, Threaded Connection, ISO Mounting Pad, 1000 WOG
A850T-114 | A-850T | 1-1/4" | 867.2336 |  |  | 7 |  | Stainless Steel Direct Mount Ball Valve, 3-Way, Full Port, T-Port, Threaded Connection, ISO Mounting Pad, 1000 WOG
A850T-112 | A-850T | 1-1/2" | 1159.0379 |  |  | 12 |  | Stainless Steel Direct Mount Ball Valve, 3-Way, Full Port, T-Port, Threaded Connection, ISO Mounting Pad, 1000 WOG
A850T-2 | A-850T | 2 | 1951.3712 |  |  | 21 |  | Stainless Steel Direct Mount Ball Valve, 3-Way, Full Port, T-Port, Threaded Connection, ISO Mounting Pad, 1000 WOG
A850L-14 | A-850L | 1/4" | 324.2476 |  |  | 1 |  | Stainless Steel Direct Mount Ball Valve, 3-Way, Full Port, L-Port, Threaded Connection, ISO Mounting Pad, 1000 WOG
A850L-38 | A-850L | 3/8" | 324.2476 |  |  | 1 |  | Stainless Steel Direct Mount Ball Valve, 3-Way, Full Port, L-Port, Threaded Connection, ISO Mounting Pad, 1000 WOG
A850L-12 | A-850L | 1/2" | 354.5287 |  |  | 2 |  | Stainless Steel Direct Mount Ball Valve, 3-Way, Full Port, L-Port, Threaded Connection, ISO Mounting Pad, 1000 WOG
A850L-34 | A-850L | 3/4" | 477.2477 |  |  | 3 |  | Stainless Steel Direct Mount Ball Valve, 3-Way, Full Port, L-Port, Threaded Connection, ISO Mounting Pad, 1000 WOG
A850L-1 | A-850L | 1" | 613.6057 |  |  | 5 |  | Stainless Steel Direct Mount Ball Valve, 3-Way, Full Port, L-Port, Threaded Connection, ISO Mounting Pad, 1000 WOG
A850L-114 | A-850L | 1-1/4" | 867.2336 |  |  | 7 |  | Stainless Steel Direct Mount Ball Valve, 3-Way, Full Port, L-Port, Threaded Connection, ISO Mounting Pad, 1000 WOG
A850L-112 | A-850L | 1-1/2" | 1159.0379 |  |  | 12 |  | Stainless Steel Direct Mount Ball Valve, 3-Way, Full Port, L-Port, Threaded Connection, ISO Mounting Pad, 1000 WOG
A850L-2 | A-850L | 2 | 1951.3712 |  |  | 21 |  | Stainless Steel Direct Mount Ball Valve, 3-Way, Full Port, L-Port, Threaded Connection, ISO Mounting Pad, 1000 WOG
A766T-1 | A-766T | 1" | 1410.8858 |  |  |  |  | Stainless Steel Direct Mount Ball Valve, 3-Way, Full Port, T-Port, Flanged Connection, Class 150
A766T-112 | A-766T | 1-1/2" | 2723.0549 |  |  |  |  | Stainless Steel Direct Mount Ball Valve, 3-Way, Full Port, T-Port, Flanged Connection, Class 150
A766T-2 | A-766T | 2" | 2551.3051 |  |  |  |  | Stainless Steel Direct Mount Ball Valve, 3-Way, Full Port, T-Port, Flanged Connection, Class 150
A766T-212 | A-766T | 2-1/2" | 3989.1524 |  |  |  |  | Stainless Steel Direct Mount Ball Valve, 3-Way, Full Port, T-Port, Flanged Connection, Class 150
A766T-3 | A-766T | 3" | 5064.6414 |  |  |  |  | Stainless Steel Direct Mount Ball Valve, 3-Way, Full Port, T-Port, Flanged Connection, Class 150
A766T-4 | A-766T | 4" | 8242.1539 |  |  |  |  | Stainless Steel Direct Mount Ball Valve, 3-Way, Full Port, T-Port, Flanged Connection, Class 150
A766L-12 | A-766L | 1/2" | 933.4744 |  |  |  |  | Stainless Steel Direct Mount Ball Valve, 3-Way, Full Port, L-Port, Flanged Connection, Class 150
A766L-34 | A-766L | 3/4" | 1146.742 |  |  |  |  | Stainless Steel Direct Mount Ball Valve, 3-Way, Full Port, L-Port, Flanged Connection, Class 150
A766L-1 | A-766L | 1" | 1410.8858 |  |  |  |  | Stainless Steel Direct Mount Ball Valve, 3-Way, Full Port, L-Port, Flanged Connection, Class 150
A766L-112 | A-766L | 1-1/2" | 2723.0549 |  |  |  |  | Stainless Steel Direct Mount Ball Valve, 3-Way, Full Port, L-Port, Flanged Connection, Class 150
A766L-2 | A-766L | 2" | 2551.3051 |  |  |  |  | Stainless Steel Direct Mount Ball Valve, 3-Way, Full Port, L-Port, Flanged Connection, Class 150
A766L-212 | A-766L | 2-1/2" | 3989.1524 |  |  |  |  | Stainless Steel Direct Mount Ball Valve, 3-Way, Full Port, L-Port, Flanged Connection, Class 150
A766L-3 | A-766L | 3" | 5064.6414 |  |  |  |  | Stainless Steel Direct Mount Ball Valve, 3-Way, Full Port, L-Port, Flanged Connection, Class 150
A766L-4 | A-766L | 4" | 8242.1539 |  |  |  |  | Stainless Steel Direct Mount Ball Valve, 3-Way, Full Port, L-Port, Flanged Connection, Class 150
ASV-120 | ASV |  | 174.447 |  |  |  |  | Four Way Solenoid Valve, 120 VAC
ASV-120VAC-N7 | ASV |  | 0 |  |  |  |  | Four Way Solenoid Valve, 120 VAC Explosion Proof
ASV61-24VDC | ASV |  | 0 |  |  |  |  | Four Way Solenoid Valve, 24VDC
ASV-24VDC-N7 | ASV |  | 0 |  |  |  |  | Four Way Solenoid Valve, 24VDC, Explosion Proof
ASC-120VAC | ASV |  | 0 |  |  |  |  | Four Way Solenoid Valve Coil, 120VAC
ASC-120VAC-XP | ASV |  | 0 |  |  |  |  | Four Way Solenoid Valve Coil, 120VAC Explosion Proof
ASC-12VDC | ASV |  | 0 |  |  |  |  | Four Way Solenoid Valve Coil, 12VDC
ASC-240VAC | ASV |  | 0 |  |  |  |  | Four Way Solenoid Valve Coil, 240VAC
ASC-24VAC | ASV |  | 19.6669 |  |  |  |  | Four Way Solenoid Valve Coil, 24VAC
ASC-24VDC | ASV |  | 19.6669 |  |  |  |  | Four Way Solenoid Valve Coil, 24VDC
ASC-24VDC-XP | ASV |  | 0 |  |  |  |  | Four Way Solenoid Valve Coil, 24VDC Explosion Proof
ASV-120XP | ASV |  | 735.866 |  |  |  |  | Four Way Solenoid Valve
ASC-240VDC Coil | ASV |  | 19.6669 |  |  |  |  | Four Way Solenoid Valve Coil
ASCM-28 | ASV |  | 18.7278 |  |  |  |  | Four Way Solenoid Valve
ASM-200 | ASM |  | 171.302 |  |  |  |  | Limit Switch with Dome Indicator, 2 SPDT
ASM-400 | ASM |  | 240.6659 |  |  |  |  | Limit Switch with Dome Indicator, 4 SPDT
ASMX-200 | ASM |  | 344.7226 |  |  |  |  | Limit Switch with Dome Indicator, Explosion Proof, EEXED IIB T6
MT1 | ASM |  | 73.9939 |  |  |  |  | Limit Switch with Dome Indicator, Adjustable Bracket (Namur)
AEP-100 | AEP |  | 2665.026 |  |  |  |  | Electro-Pneumatic Rotary Positioner
APP-200 | APP |  | 1509.275 |  |  |  |  | Pneumatic Rotary Positioner
A1000-14-V | A1000 V-Ball | 1/4" | 239.552 |  |  |  |  | Stainless Steel V-Ball, 3 Piece 4 Bolt, Full Port, Threaded Connection, ISO Mounting Pad, 1000 WOG
A1000-38-V | A1000 V-Ball | 3/8" | 239.552 |  |  |  |  | Stainless Steel V-Ball, 3 Piece 4 Bolt, Full Port, Threaded Connection, ISO Mounting Pad, 1000 WOG
A1000-12-V | A1000 V-Ball | 1/2" | 239.552 |  |  |  |  | Stainless Steel V-Ball, 3 Piece 4 Bolt, Full Port, Threaded Connection, ISO Mounting Pad, 1000 WOG
A1000-34-V | A1000 V-Ball | 3/4" | 260.2782 |  |  |  |  | Stainless Steel V-Ball, 3 Piece 4 Bolt, Full Port, Threaded Connection, ISO Mounting Pad, 1000 WOG
A1000-1-V | A1000 V-Ball | 1" | 375.0583 |  |  |  |  | Stainless Steel V-Ball, 3 Piece 4 Bolt, Full Port, Threaded Connection, ISO Mounting Pad, 1000 WOG
A1000-114-V | A1000 V-Ball | 1-1/4" | 553.8515 |  |  |  |  | Stainless Steel V-Ball, 3 Piece 4 Bolt, Full Port, Threaded Connection, ISO Mounting Pad, 1000 WOG
A1000-112-V | A1000 V-Ball | 1-1/2" | 718.4814 |  |  |  |  | Stainless Steel V-Ball, 3 Piece 4 Bolt, Full Port, Threaded Connection, ISO Mounting Pad, 1000 WOG
A1000-2-V | A1000 V-Ball | 2" | 1119.027 |  |  |  |  | Stainless Steel V-Ball, 3 Piece 4 Bolt, Full Port, Threaded Connection, ISO Mounting Pad, 1000 WOG
A1000-212-V | A1000 V-Ball | 2-1/2" | 1982.7007 |  |  |  |  | Stainless Steel V-Ball, 3 Piece 4 Bolt, Full Port, Threaded Connection, ISO Mounting Pad, 1000 WOG
A1000-3-V | A1000 V-Ball | 3" | 2709.9509 |  |  |  |  | Stainless Steel V-Ball, 3 Piece 4 Bolt, Full Port, Threaded Connection, ISO Mounting Pad, 1000 WOG
A1000-4-V | A1000 V-Ball | 4" | 4125.0737 |  |  |  |  | Stainless Steel V-Ball, 3 Piece 4 Bolt, Full Port, Threaded Connection, ISO Mounting Pad, 1000 WOG
A2020D-12-V | A2020D V-Ball | 1/2" | 282.959 |  |  |  |  | Stainless Steel V-Ball, 2 Piece, Full Port, Flanged Connection, ISO Mounting Pad, Class 150
A2020D-34-V | A2020D V-Ball | 3/4" | 333.9227 |  |  |  |  | Stainless Steel V-Ball, 2 Piece, Full Port, Flanged Connection, ISO Mounting Pad, Class 150
A2020D-1-V | A2020D V-Ball | 1" | 435.0091 |  |  |  |  | Stainless Steel V-Ball, 2 Piece, Full Port, Flanged Connection, ISO Mounting Pad, Class 150
A2020D-114-V | A2020D V-Ball | 1-1/4" | 744.9952 |  |  |  |  | Stainless Steel V-Ball, 2 Piece, Full Port, Flanged Connection, ISO Mounting Pad, Class 150
A2020D-112-V | A2020D V-Ball | 1-1/2" | 989.5376 |  |  |  |  | Stainless Steel V-Ball, 2 Piece, Full Port, Flanged Connection, ISO Mounting Pad, Class 150
A2020D-2-V | A2020D V-Ball | 2" | 1293.4849 |  |  |  |  | Stainless Steel V-Ball, 2 Piece, Full Port, Flanged Connection, ISO Mounting Pad, Class 150
A2020D-212-V | A2020D V-Ball | 2-1/2" | 2249.0286 |  |  |  |  | Stainless Steel V-Ball, 2 Piece, Full Port, Flanged Connection, ISO Mounting Pad, Class 150
A2020D-3-V | A2020D V-Ball | 3" | 2413.1453 |  |  |  |  | Stainless Steel V-Ball, 2 Piece, Full Port, Flanged Connection, ISO Mounting Pad, Class 150
A2020D-4-V | A2020D V-Ball | 4" | 3941.7924 |  |  |  |  | Stainless Steel V-Ball, 2 Piece, Full Port, Flanged Connection, ISO Mounting Pad, Class 150
150-603G | S-155G | 1/2" | 31.7512 | 54 | 6 | 29 | 662527314109 | Lead Free Brass Ball Valve, CPVC Ball Valve, 2 Piece, Full Port, Solvent Connection, 150 WOG
150-604G | S-155G | 3/4" | 47.9752 | 48 | 4 | 41 | 662527314116 | Lead Free Brass Ball Valve, CPVC Ball Valve, 2 Piece, Full Port, Solvent Connection, 150 WOG
150-605G | S-155G | 1" | 80.2152 | 18 | 2 | 26 | 662527314123 | Lead Free Brass Ball Valve, CPVC Ball Valve, 2 Piece, Full Port, Solvent Connection, 150 WOG
150-606G | S-155G | 1-1/4" | 147.836 | 24 | 6 | 54 | 662527318725 | Lead Free Brass Ball Valve, CPVC Ball Valve, 2 Piece, Full Port, Solvent Connection, 150 WOG
150-607G | S-155G | 1-1/2" | 201.0944 | 12 | 6 | 32 | 662527318732 | Lead Free Brass Ball Valve, CPVC Ball Valve, 2 Piece, Full Port, Solvent Connection, 150 WOG
150-608G | S-155G | 2" | 306.5244 | 8 | 4 | 32 | 662527318749 | Lead Free Brass Ball Valve, CPVC Ball Valve, 2 Piece, Full Port, Solvent Connection, 150 WOG
150-663G | S-165G | 1/2" | 35.9944 | 54 | 6 | 32 | 662527314130 | Lead Free Brass Ball Valve, CPVC Ball Valve, 2 Piece, Full Port, Solvent Connection with Drain, 150 WOG
150-664G | S-165G | 3/4" | 52.6136 | 48 | 4 | 43 | 662527314147 | Lead Free Brass Ball Valve, CPVC Ball Valve, 2 Piece, Full Port, Solvent Connection with Drain, 150 WOG
150-665G | S-165G | 1" | 87.8072 | 18 | 2 | 27 | 662527314154 | Lead Free Brass Ball Valve, CPVC Ball Valve, 2 Piece, Full Port, Solvent Connection with Drain, 150 WOG
210-603 | S-605 | 1/2" | 10.3986 | 100 | 10 | 13 | 662527293220 | CPVC Ball Valve, Solvent Connection, Copper Tube Size, 150 WOG
210-604 | S-605 | 3/4" | 12.4206 | 100 | 5 | 22 | 662527293237 | CPVC Ball Valve, Solvent Connection, Copper Tube Size, 150 WOG
210-605 | S-605 | 1" | 17.8509 | 100 | 8 | 39 | 662527293244 | CPVC Ball Valve, Solvent Connection, Copper Tube Size, 150 WOG
210-606 | S-605 | 1-1/4" | 22.565 | 100 | 5 | 59 | 662527293251 | CPVC Ball Valve, Solvent Connection, Copper Tube Size, 150 WOG
210-607 | S-605 | 1-1/2" | 36.06 | 48 | 4 | 59 | 662527293268 | CPVC Ball Valve, Solvent Connection, Copper Tube Size, 150 WOG
210-608 | S-605 | 2" | 46.1698 | 48 | 1 | 62 | 662527293275 | CPVC Ball Valve, Solvent Connection, Copper Tube Size, 150 WOG
210-543 | T/S-703 | 1/2" | 16.4182 | 48 | 48 | 21 | 662527293138 | Tru-Union PVC Ball Valve, Threaded and Solvent Connections, Schedule 80, 150 WOG
210-544 | T/S-703 | 3/4" | 21.19 | 36 | 36 | 25 | 662527293145 | Tru-Union PVC Ball Valve, Threaded and Solvent Connections, Schedule 80, 150 WOG
210-545 | T/S-703 | 1" | 29.0352 | 24 | 24 | 24 | 662527293152 | Tru-Union PVC Ball Valve, Threaded and Solvent Connections, Schedule 80, 150 WOG
210-546 | T/S-703 | 1-1/4" | 42.3685 | 24 | 24 | 40 | 662527293169 | Tru-Union PVC Ball Valve, Threaded and Solvent Connections, Schedule 80, 150 WOG
210-547 | T/S-703 | 1-1/2" | 56.0369 | 24 | 24 | 59 | 662527293176 | Tru-Union PVC Ball Valve, Threaded and Solvent Connections, Schedule 80, 150 WOG
210-548 | T/S-703 | 2" | 76.8919 | 12 | 12 | 51 | 662527293183 | Tru-Union PVC Ball Valve, Threaded and Solvent Connections, Schedule 80, 150 WOG
210-549 | T/S-703 | 2-1/2" | 164.3441 | 12 | 6 | 75 | 662527293190 | Tru-Union PVC Ball Valve, Threaded and Solvent Connections, Schedule 80, 150 WOG
210-550 | T/S-703 | 3" | 252.0852 | 6 | 4 | 54 | 662527293206 | Tru-Union PVC Ball Valve, Threaded and Solvent Connections, Schedule 80, 150 WOG
210-551 | T/S-703 | 4" | 497.7579 | 1 | 1 | 25 | 662527293213 | Tru-Union PVC Ball Valve, Threaded and Solvent Connections, Schedule 80, 150 WOG
210-203 | T-701 | 1/2" | 5.5459 | 100 | 10 | 20 | 662527292780 | PVC Ball Valve, Threaded Connection, Schedule 80, 150 WOG
210-204 | T-701 | 3/4" | 7.0942 | 100 | 10 | 32 | 662527292759 | PVC Ball Valve, Threaded Connection, Schedule 80, 150 WOG
210-205 | T-701 | 1" | 9.0352 | 100 | 8 | 50 | 662527292766 | PVC Ball Valve, Threaded Connection, Schedule 80, 150 WOG
210-206 | T-701 | 1-1/4" | 11.2189 | 100 | 5 | 66 | 662527292773 | PVC Ball Valve, Threaded Connection, Schedule 80, 150 WOG
210-207 | T-701 | 1-1/2" | 18.3824 | 48 | 4 | 66 | 662527292797 | PVC Ball Valve, Threaded Connection, Schedule 80, 150 WOG
210-208 | T-701 | 2" | 24.171 | 24 | 8 | 40 | 662527292803 | PVC Ball Valve, Threaded Connection, Schedule 80, 150 WOG
210-209 | T-701 | 2-1/2" | 57.978 | 12 | 4 | 40 | 662527292810 | PVC Ball Valve, Threaded Connection, Schedule 80, 150 WOG
210-210 | T-701 | 3" | 101.837 | 12 | 6 | 56 | 662527292827 | PVC Ball Valve, Threaded Connection, Schedule 80, 150 WOG
210-211 | T-701 | 4" | 193.2869 | 6 | 4 | 57 | 662527292834 | PVC Ball Valve, Threaded Connection, Schedule 80, 150 WOG
210-223 | S-701 | 1/2" | 5.5459 | 100 | 10 | 20 | 662527292841 | PVC Ball Valve, Solvent Connection, Schedule 80, 150 WOG
210-224 | S-701 | 3/4" | 7.0942 | 100 | 10 | 32 | 662527292858 | PVC Ball Valve, Solvent Connection, Schedule 80, 150 WOG
210-225 | S-701 | 1" | 9.0352 | 100 | 8 | 50 | 662527292865 | PVC Ball Valve, Solvent Connection, Schedule 80, 150 WOG
210-226 | S-701 | 1-1/4" | 11.2189 | 100 | 5 | 66 | 662527292872 | PVC Ball Valve, Solvent Connection, Schedule 80, 150 WOG
210-227 | S-701 | 1-1/2" | 18.3824 | 48 | 4 | 66 | 662527292889 | PVC Ball Valve, Solvent Connection, Schedule 80, 150 WOG
210-228 | S-701 | 2" | 24.171 | 24 | 8 | 40 | 662527292896 | PVC Ball Valve, Solvent Connection, Schedule 80, 150 WOG
210-229 | S-701 | 2-1/2" | 60.3928 | 12 | 4 | 40 | 662527292902 | PVC Ball Valve, Solvent Connection, Schedule 80, 150 WOG
210-230 | S-701 | 3" | 101.837 | 12 | 6 | 56 | 662527292919 | PVC Ball Valve, Solvent Connection, Schedule 80, 150 WOG
210-231 | S-701 | 4" | 185.8461 | 6 | 4 | 57 | 662527292926 | PVC Ball Valve, Solvent Connection, Schedule 80, 150 WOG
210-703 | T-702 | 1/2" | 5.3842 | 100 | 10 | 20 | 662527300126 | PVC Ball Valve, Threaded Connection, Schedule 40, 150 WOG
210-704 | T-702 | 3/4" | 6.8862 | 100 | 10 | 32 | 662527300133 | PVC Ball Valve, Threaded Connection, Schedule 40, 150 WOG
210-705 | T-702 | 1" | 8.7695 | 80 | 10 | 40 | 662527300140 | PVC Ball Valve, Threaded Connection, Schedule 40, 150 WOG
210-706 | T-702 | 1-1/4" | 10.8954 | 50 | 10 | 33 | 662527300157 | PVC Ball Valve, Threaded Connection, Schedule 40, 150 WOG
210-707 | T-702 | 1-1/2" | 17.8509 | 24 | 6 | 33 | 662527300164 | PVC Ball Valve, Threaded Connection, Schedule 40, 150 WOG
210-708 | T-702 | 2" | 23.4662 | 24 | 3 | 40 | 662527300171 | PVC Ball Valve, Threaded Connection, Schedule 40, 150 WOG
210-723 | S-702 | 1/2" | 5.3842 | 100 | 10 | 20 | 662527309648 | PVC Ball Valve, Solvent Connection, Schedule 40, 150 WOG
210-724 | S-702 | 3/4" | 6.8862 | 100 | 10 | 32 | 662527309655 | PVC Ball Valve, Solvent Connection, Schedule 40, 150 WOG
210-725 | S-702 | 1" | 8.7695 | 80 | 10 | 40 | 662527309662 | PVC Ball Valve, Solvent Connection, Schedule 40, 150 WOG
210-726 | S-702 | 1-1/4" | 10.8954 | 50 | 10 | 33 | 662527309679 | PVC Ball Valve, Solvent Connection, Schedule 40, 150 WOG
210-727 | S-702 | 1-1/2" | 17.8509 | 24 | 6 | 33 | 662527309686 | PVC Ball Valve, Solvent Connection, Schedule 40, 150 WOG
210-728 | S-702 | 2" | 23.4662 | 24 | 3 | 40 | 662527309693 | PVC Ball Valve, Solvent Connection, Schedule 40, 150 WOG
240-003B | 175-LWN | 1/2" | 40.322 | 40 | 10 | 47 | 662527291790 | Brass Utility Gas Ball Valve, Full Port, FIP x FIP, 175 PSIG
240-003P | 175-LWN | 1/2" | 48.8234 | 40 | 10 | 48 | 662527294777 | Painted Brass Utility Gas Ball Valve, Full Port, 175 PSIG
240-004B | 175-LWN | 3/4" | 44.9621 | 40 | 10 | 51 | 662527291806 | Brass Coated Utility Gas Ball Valve, Full Port, 175 PSIG
240-004P | 175-LWN | 3/4" | 49.3426 | 40 | 10 | 50 | 662527294784 | Painted Brass Utility Gas Ball Valve, Full Port, 175 PSIG
240-004T | 175-LWN | 3/4" | 49.3534 | 40 | 10 | 51 | 662527291813 | T.E.A. Coated Brass Utility Gas Ball Valve, Full Port, 175 PSIG
240-005B | 175-LWN | 1" | 62.9708 | 24 | 6 | 50 | 662527291820 | Brass Coated Utility Gas Ball Valve, Full Port, 175 PSIG
240-005P | 175-LWN | 1" | 68.4653 | 24 | 6 | 49 | 662527294791 | Painted Brass Utility Gas Ball Valve, Full Port, 175 PSIG
240-005T | 175-LWN | 1" | 68.4761 | 24 | 6 | 50 | 662527291837 | T.E.A. Coated Brass Utility Gas Ball Valve, Full Port, 175 PSIG
240-006B | 175-LWN | 1-1/4" | 113.9898 | 16 | 4 | 47 | 662527291844 | Brass Coated Utility Gas Ball Valve, Full Port, 175 PSIG
240-006P | 175-LWN | 1-1/4" | 128.9267 | 16 | 4 | 47 | 662527294807 | Painted Brass Utility Gas Ball Valve, Full Port, 175 PSIG
240-006T | 175-LWN | 1-1/4" | 128.9267 | 16 | 4 | 47 | 662527291851 | T.E.A. Coated Brass Utility Gas Ball Valve, Full Port, 175 PSIG
240-007B | 175-LWN | 1-1/2" | 166.0472 | 8 | 2 | 32 | 662527291868 | Brass Coated Utility Gas Ball Valve, Full Port, 175 PSIG
240-007P | 175-LWN | 1-1/2" | 182.3902 | 8 | 2 | 32 | 662527294814 | Painted Brass Utility Gas Ball Valve, Full Port, 175 PSIG
240-007T | 175-LWN | 1-1/2" | 182.3794 | 12 | 3 | 48 | 662527291875 | T.E.A. Coated Brass Utility Gas Ball Valve, Full Port, 175 PSIG
240-008B | 175-LWN | 2" | 221.4035 | 8 | 4 | 49 | 662527291882 | Brass Coated Utility Gas Ball Valve, Full Port, 175 PSIG
240-008P | 175-LWN | 2" | 243.4465 | 8 | 4 | 49 | 662527294821 | Painted Brass Utility Gas Ball Valve, Full Port, 175 PSIG
240-008T | 175-LWN | 2" | 243.4357 | 8 | 4 | 49 | 662527291899 | T.E.A. Coated Brass Utility Gas Ball Valve, Full Port, 175 PSIG
241-004D | 175-LWIN | 3/4" | 69.244 | 20 | 5 | 40 | 662527291912 | Brass Utility Gas Ball Valve, Full Port, FIP x Dielectric Union, Insulated Tailpiece, 175 PSIG
241-004P | 175-LWIN | 3/4" | 75.7444 | 20 | 5 | 40 | 662527294869 | Painted Brass Utility Gas Ball Valve, Full Port, FIP x Dielectric Union, Insulated Tailpiece, 175 PSIG
241-004T | 175-LWIN | 3/4" | 75.7444 | 20 | 5 | 40 | 662527291936 | T.E.A. Coated Brass Utility Gas Ball Valve, Full Port, FIP x Dielectric Union, Insulated Tailpiece, 175 PSIG
241-005D | 175-LWIN | 1" | 99.0854 | 12 | 2 | 43 | 662527304056 | Brass Utility Gas Ball Valve, Full Port, FIP x Dielectric Union, Insulated Tailpiece, 175 PSIG
241-005P | 175-LWIN | 1" | 103.7579 | 12 | 2 | 50 | 662527294876 | Painted Brass Utility Gas Ball Valve, Full Port, FIP x Dielectric Union, Insulated Tailpiece, 175 PSIG
241-005T | 175-LWIN | 1" | 103.7579 | 12 | 2 | 41 | 662527291981 | T.E.A. Coated Brass Utility Gas Ball Valve, Full Port, FIP x Dielectric Union, Insulated Tailpiece, 175 PSIG
241-006D | 175-LWIN | 1-1/4" | 153.8035 | 8 | 2 | 43 | 662527297976 | Brass Utility Gas Ball Valve, Full Port, FIP x Dielectric Union, Insulated Tailpiece, 175 PSIG
241-006P | 175-LWIN | 1-1/4" | 165.4848 | 8 | 2 | 46 | 662527294883 | Painted Brass Utility Gas Ball Valve, Full Port, FIP x Dielectric Union, Insulated Tailpiece, 175 PSIG
241-006T | 175-LWIN | 1-1/4" | 165.4848 | 8 | 2 | 35 | 662527292025 | T.E.A. Coated Brass Utility Gas Ball Valve, Full Port, FIP x Dielectric Union, Insulated Tailpiece, 175 PSIG
241-008T | 175-LWIN | 2" | 488.7426 | 4 | 2 | 41 | 662527307422 | T.E.A. Coated Brass Utility Gas Ball Valve, Full Port, FIP x Dielectric Union, Insulated Tailpiece, 175 PSIG
242-005B | 125-LWN | 1" | 54.3071 | 24 | 6 | 40 | 662527292063 | Brass Utility Gas Ball Valve, Full Port, FIP x FIP Connection, 125 PSIG
246-005B | 125-LWN | 1" | 58.9796 | 24 | 6 | 39 | 662527292155 | Brass Utility Gas Ball Valve, Full Port, FIP x FIP Connection, 125 PSIG
246-006B | 125-LWN | 1-1/4" | 91.2979 | 24 | 6 | 39 | 662527309907 | Brass Utility Gas Ball Valve, Full Port, FIP x FIP Connection, 125 PSIG
243-004D | 175-LWIBP | 3/4" | 82.3098 | 16 | 4 | 44 | 662527292087 | Brass Utility Gas Ball Valve, Full Port, Service Bypass, Insulated Tail Piece, 175 PSIG
243-004P | 175-LWIBP | 3/4" | 86.939 | 20 | 5 | 44 | 662527304674 | Painted Brass Utility Gas Ball Valve, Full Port, Service Bypass, Insulated Tail Piece, 175 PSIG
243-004T | 175-LWIBP | 3/4" | 104.2554 | 16 | 4 | 44 | 662527309044 | T.E.A. Coated Brass Utility Gas Ball Valve, Full Port, Service Bypass, Insulated Tail Piece, 175 PSIG
243-004TV | 175-LWIBP | 3/4" | 80.3521 | 16 | 4 | 44 | 662527311658 | Brass Utility Gas Ball Valve, Full Port, Service Bypass, 175 PSIG
243-004EXT | 175-LWIBP-EXT | 3/4" | 83.2616 | 16 | 16 | 41 | 662527292094 | Brass Utility Gas Ball Valve, Full Port, Service Bypass, Extended Insulated Tail Piece, 175 PSIG
243-005D | 125-LWIBP Residential Bypass | 1" | 129.143 | 16 | 4 | 54 | 662527290007 | Brass Utility Gas Ball Valve, Full Port, Service Bypass, Insulated Tail Piece, 125 PSIG
243-005T | 125-LWIBP Residential Bypass | 1" | 138.1744 | 16 | 4 | 44 | 662527311061 | T.E.A. Coated Brass Utility Gas Ball Valve, Full Port, Service Bypass, Insulated Tail Piece, 125 PSIG
244-005B | 125-LWBP Residential Bypass | 1" | 70.2067 | 20 | 5 | 39 | 662527292124 | Brass Utility Gas Ball Valve, Full Port, Service Bypass, 125 PSIG
243-204B | 175 LWMP Residential Bypass | 3/4" | 70.3473 | 16 | 4 | 28 | 662527307118 | Brass Utility Gas Ball Valve, Full Port, Service Bypass, MIP x MIP Connection, 175 PSIG
244-105B | 125-LWUBP Union Non Insulated Bypass | 1" | 91.5791 | 16 | 4 | 41 | 662527292148 | Brass Utility Gas Ball Valve, Full Port, Service Bypass, Union Tail Piece, 125 PSIG
245-005B | 125-LWBP-S | 1" 20lt | 104.4826 | 16 | 4 | 40 | 662527305596 | Brass Utility Gas Ball Valve, Full Port, Service Bypass, Meter Nut and Swivel Connection, 125 PSIG
245-105B | 125-LWBP-S | 1" 30lt | 108.809 | 16 | 4 | 43 | 662527307170 | Brass Utility Gas Ball Valve, Full Port, Service Bypass, Meter Nut and Swivel Connection, 125 PSIG
245-005BA | 125-LWBP-SA | 1" 20lt | 113.1245 | 16 | 4 | 41 | 662527305602 | Brass Utility Gas Ball Valve, Full Port, Service Bypass, Angle Body, Meter Nut and Swivel Connection, 125 PSIG
245-105BA | 125-LWBP-SA | 1" 30lt | 121.0527 | 16 | 4 | 44 | 662527307187 | Brass Utility Gas Ball Valve, Full Port, Service Bypass, Angle Body, Meter Nut and Swivel Connection, 125 PSIG
243-104T | 175 LWIBP Commercial Bypass | 3/4" | 140.6837 | 8 | 1 | 27 | 662527306968 | T.E.A. Coated Utility Gas Ball Valve, Full Port, Service Bypass, Insulated Tail Piece, 175 PSIG
243-006D | 175-LWIBP Commercial Bypass | 1-1/4" | 203.0596 | 8 | 2 | 47 | 662527304964 | Brass Utility Gas Ball Valve, Full Port, Service Bypass, Insulated Tail Piece, 175 PSIG
243-006T | 175 LWIBP Commercial Bypass | 1-1/4" | 224.3887 | 8 | 2 | 47 | 662527304575 | T.E.A. Coated Utility Gas Ball Valve, Full Port, Service Bypass, Insulated Tail Piece, 175 PSIG
243-008T | 176 LWIBP Commercial Bypass | 2" | 566.9964 | 2 | 1 | 25 | 662527307439 | T.E.A. Coated Utility Gas Ball Valve, Full Port, Service Bypass, Insulated Tail Piece, 175 PSIG
244-006B | 175-LWBP Commercial Bypass | 1-1/4" | 158.1191 | 8 | 2 | 36 | 662527304599 | Brass Utility Gas Ball Valve, Full Port, Service Bypass, 175 PSIG
244-007B | 175-LWBP Commercial Bypass | 1-1/2" | 213.9513 | 4 | 2 | 45 | 662527304605 | Brass Utility Gas Ball Valve, Full Port, Service Bypass, 175 PSIG
244-008B | 175-LWBP Commercial Bypass | 2" | 268.8425 | 6 | 1 | 48 | 662527292131 | Brass Utility Gas Ball Valve, Full Port, Service Bypass, 175 PSIG
244-008T | 175-LWBP Commercial Bypass | 2" | 305.7251 | 6 | 1 | 48 | 662527304582 | T.E.A. Coated Brass Utility Gas Ball Valve, Full Port, Service Bypass, 175 PSIG
245-106B | 175-LWBP Commercial Bypass | 1-1/4" | 247.0915 | 4 | 2 | 22 | 662527307194 | Brass Utility Gas Ball Valve, Full Port, Service Bypass, 30 LT Nut and Swivel Connection, 175 PSIG
244-004B | 175-LWBP Brass | 3/4" | 56.5028 | 20 | 5 | 31
244-005P | 125-LWBP Painted | 1" | 74.598 | 20 | 5 | 40 | 662527294852 | Painted Brass Utility Gas Ball Valve, Full Port, Service Bypass, 125 PSIG
244-105P | 125-LWUBP Painted | 1" | 93.1798 | 20 | 5 | 51 | 662527304681 | Painted Brass Utility Gas Ball Valve, Full Port, Service Bypass, Union Tail Piece, 125 PSIG
247-106B | 1 1/4 IN 175 LWBP CMMRCL BYPASS VLV W/ 30LT NUT,SWVL | 1-1/4" | 266.0628 | 8 | 2 | 43 | 662527309891 | Brass Utility Gas Ball Valve, Full Port, Service Bypass, 30 LT Nut and Swivel Connection, 175 PSIG
243-004K | Bypass Key | NA | 29.4952 | 100 |  | 15 | 662527292100 | Bypass Key
241-004EUM | Insulated Extended Mail Tailpiece | 3/4" | 23.2328 | 80 | 2 | 51 | 662527291929 | Insualted Extended Male Tail Piece
701-103G | Dielectric Union | 1/2" | 15.9393 | 80 | 10 | 30 | 662527295620 | Lead Free Brass Dielectric Union, Solder x Galvanized FIP Connection, 250 PSI
701-104G | Dielectric Union | 3/4" | 20.7776 | 80 | 10 | 37 | 662527295637 | Lead Free Brass Dielectric Union, Solder x Galvanized FIP Connection, 250 PSI
701-105G | Dielectric Union | 1" | 29.8773 | 80 | 10 | 41 | 662527295644 | Lead Free Brass Dielectric Union, Solder x Galvanized FIP Connection, 250 PSI
701-106G | Dielectric Union | 1-1/4" | 43.7212 | 72 | 6 | 62 | 662527295651 | Lead Free Brass Dielectric Union, Solder x Galvanized FIP Connection, 250 PSI
701-107G | Dielectric Union | 1-1/2" | 64.2045 | 36 | 6 | 61 | 662527295668 | Lead Free Brass Dielectric Union, Solder x Galvanized FIP Connection, 250 PSI
701-108G | Dielectric Union | 2" | 107.7962 | 20 | 5 | 52 | 662527295675 | Lead Free Brass Dielectric Union, Solder x Galvanized FIP Connection, 250 PSI
701-304G | Dielectric Union | 3/4" | 28.8649 | 96 | 12 | 61 | 662527297228 | Lead Free Brass Dielectric Union, Solder x Galvanized MIP Connection, 250 PSI
701-306G | Dielectric Union | 1" | 40.4839 | 60 | 10 | 62 | 662527299376 | Lead Free Brass Dielectric Union, Solder x Galvanized MIP Connection, 250 PSI
701-503G | Dielectric Union | 1/2" | 25.4982 | 100 | 10 | 52 | 662527297389 | Lead Free Brass Dielectric Union, FIP x Galvanized FP Connection, 250 PSI
701-504G | Dielectric Union | 3/4" | 35.7162 | 60 | 10 | 50 | 662527297402 | Lead Free Brass Dielectric Union, FIP x Galvanized FP Connection, 250 PSI
701-505G | Dielectric Union | 1" | 54.4455 | 40 | 5 | 53 | 662527297426 | Lead Free Brass Dielectric Union, FIP x Galvanized FP Connection, 250 PSI
701-703G | Dielectric Union | 1/2" | 31.2311 | 100 | 10 | 45 | 662527314680 | Lead Free Brass Dielectric Union, Press x Galvanized FIP Connection, 250 PSI
701-704G | Dielectric Union | 3/4" | 39.1537 | 80 | 10 | 52 | 662527314697 | Lead Free Brass Dielectric Union, Press x Galvanized FIP Connection, 250 PSI
701-705G | Dielectric Union | 1" | 54.8693 | 60 | 6 | 57 | 662527314703 | Lead Free Brass Dielectric Union, Press x Galvanized FIP Connection, 250 PSI
701-706G | Dielectric Union | 1-1/4" | 74.917 | 40 | 5 | 57 | 662527314710 | Lead Free Brass Dielectric Union, Press x Galvanized FIP Connection, 250 PSI
701-707G | Dielectric Union | 1-1/2" | 106.3482 | 24 | 4 | 47 | 662527314727 | Lead Free Brass Dielectric Union, Press x Galvanized FIP Connection, 250 PSI
701-708G | Dielectric Union | 2" | 177.2628 | 16 | 2 | 48 | 662527314734 | Lead Free Brass Dielectric Union, Press x Galvanized FIP Connection, 250 PSI
701-803G | Dielectric Union | 1/2" | 37.0112 | 100 | 10 | 56 | 662527314741 | Lead Free Brass Dielectric Union, Press x Galvanized MIP Connection, 250 PSI
701-804G | Dielectric Union | 3/4" | 45.487 | 80 | 10 | 64 | 662527314758 | Lead Free Brass Dielectric Union, Press x Galvanized MIP Connection, 250 PSI
701-103 | Dielectric Union | 1/2" | 13.3965 | 80 | 12 | 30 | 662527297129 | Brass Dielectric Union, Solder x Galvanized FIP Connection, 250 PSI
701-104 | Dielectric Union | 3/4" | 16.0688 | 80 | 10 | 37 | 662527297136 | Brass Dielectric Union, Solder x Galvanized FIP Connection, 250 PSI
701-105 | Dielectric Union | 1" | 23.4263 | 80 | 12 | 62 | 662527297143 | Brass Dielectric Union, Solder x Galvanized FIP Connection, 250 PSI
701-106 | Dielectric Union | 1-1/4" | 34.9746 | 40 | 10 | 48 | 662527297150 | Brass Dielectric Union, Solder x Galvanized FIP Connection, 250 PSI
701-107 | Dielectric Union | 1-1/2" | 51.8674 | 36 | 6 | 60 | 662527297167 | Brass Dielectric Union, Solder x Galvanized FIP Connection, 250 PSI
701-108 | Dielectric Union | 2" | 83.2398 | 20 | 5 | 52 | 662527297174 | Brass Dielectric Union, Solder x Galvanized FIP Connection, 250 PSI
701-413 | Dielectric Union | 1/2" | 15.8333 | 80 | 10 | 41 | 662527297310 | Brass Dielectric Union, FIP x Galvanized FIP Connection, 250 PSI
701-414 | Dielectric Union | 3/4" | 20.8718 | 60 | 10 | 49 | 662527297327 | Brass Dielectric Union, FIP x Galvanized FIP Connection, 250 PSI
701-415 | Dielectric Union | 1" | 35.575 | 40 | 5 | 54 | 662527297334 | Brass Dielectric Union, FIP x Galvanized FIP Connection, 250 PSI
701-416 | Dielectric Union | 1-1/4" | 53.3036 | 40 | 5 | 57 | 662527297341 | Brass Dielectric Union, FIP x Galvanized FIP Connection, 250 PSI
701-417 | Dielectric Union | 1-1/2" | 79.4139 | 20 | 5 | 61 | 662527297358 | Brass Dielectric Union, FIP x Galvanized FIP Connection, 250 PSI
701-418 | Dielectric Union | 2" | 128.2795 | 12 | 2 | 43 | 662527297365 | Brass Dielectric Union, FIP x Galvanized FIP Connection, 250 PSI
701-403 | Dielectric Union | 1/2" | 16.7633 | 80 | 10 | 42 | 662527297259 | Black Iron Dielectric Union, FIP x FIP Connection, 250 PSI
701-404 | Dielectric Union | 3/4" | 22.5198 | 60 | 10 | 51 | 662527297266 | Black Iron Dielectric Union, FIP x FIP Connection, 250 PSI
701-405 | Dielectric Union | 1" | 36.6462 | 40 | 5 | 53 | 662527297273 | Black Iron Dielectric Union, FIP x FIP Connection, 250 PSI
701-406 | Dielectric Union | 1-1/4" | 55.6933 | 30 | 5 | 51 | 662527297280 | Black Iron Dielectric Union, FIP x FIP Connection, 250 PSI
701-407 | Dielectric Union | 1-1/2" | 83.8402 | 20 | 5 | 61 | 662527297297 | Black Iron Dielectric Union, FIP x FIP Connection, 250 PSI
701-408 | Dielectric Union | 2" | 135.3427 | 10 | 2 | 36 | 662527297303 | Black Iron Dielectric Union, FIP x FIP Connection, 250 PSI
703-102 | Liquid Propane Dielectruc Union | 1/2" MIP x 3/8" FL | 40.0837 | 100 | 10 | 57 | 662527305824 | Liquid Propane Dielectric Union, MIP x Flare Connection, 250 PSI
703-103 | Liquid Propane Dielectruc Union | 1/2" MIP x 1/2" FL | 43.2621 | 100 | 10 | 59 | 662527305831 | Liquid Propane Dielectric Union, MIP x Flare Connection, 250 PSI
703-104 | Liquid Propane Dielectruc Union | 1/2" MIP x 5/8" FL | 43.627 | 100 | 10 | 64 | 662527305848 | Liquid Propane Dielectric Union, MIP x Flare Connection, 250 PSI
704-102 | Liquid Propane Dielectruc Union | 3/4" MIP x 3/8" FL | 51.8557 | 60 | 6 | 47 | 662527305855 | Liquid Propane Dielectric Union, MIP x Flare Connection, 250 PSI
704-103 | Liquid Propane Dielectruc Union | 3/4" MIP x 1/2" FL | 53.7156 | 60 | 6 | 49 | 662527305862 | Liquid Propane Dielectric Union, MIP x Flare Connection, 250 PSI
704-104 | Liquid Propane Dielectruc Union | 3/4" MIP x 5/8" FL | 56.1995 | 60 | 6 | 51 | 662527305879 | Liquid Propane Dielectric Union, MIP x Flare Connection, 250 PSI
201-003G | T-621G | 1/2" | 29.1122 | 100 | 10 | 50 | 662527294586 | Lead Free Brass Boiler Drain, Threaded x MIP Connection, 125 WOG
201-004G | T-621G | 3/4” | 30.0304 | 100 | 10 | 56 | 662527294593 | Lead Free Brass Boiler Drain, Threaded x MIP Connection, 125 WOG
201-103G | T-622G | 1/2" | 28.1704 | 100 | 10 | 46 | 662527298539 | Lead Free Brass Boiler Drain, Threaded x FIP Connection, 125 WOG
201-104G | T-622G | 3/4" | 30.4542 | 100 | 10 | 51 | 662527298546 | Lead Free Brass Boiler Drain, Threaded x FIP Connection, 125 WOG
201-133G | P-623G | 1/2" | 28.8532 | 100 | 10 | 45 | 662527319005 | Lead Free Brass Boiler Drain, Press x FIP Connection, 125 WOG
201-134G | P-623G | 3/4" | 29.7596 | 100 | 10 | 48 | 662527319012 | Lead Free Brass Boiler Drain, Press x FIP Connection, 125 WOG
201-123G | T-624G | 1/2” | 29.5006 | 96 | 6 | 53 | 662527305510 | Lead Free Brass Boiler Drain, Crimp Pex Connection, 125 WOG
201-003 | T-621 | 1/2" | 25.3333 |  |  |  | 662527301673 | Brass Boiler Drain, Threaded x MIP Connection, 125 WOG
201-004 | T-621 | 3/4" | 28.2999 |  |  |  | 662527301680 | Brass Boiler Drain, Threaded x MIP Connection, 125 WOG
202-003G | T-641G | 1/2" | 22.6846 | 100 | 10 | 58 | 662527298683 | Lead Free Brass Sillcock, Threaded x FIP Connection, 125 WOG
202-004G | T-641G | 3/4" | 24.733 | 100 | 10 | 64 | 662527298690 | Lead Free Brass Sillcock, Threaded x FIP Connection, 125 WOG
202-103G | S-641G | 1/2" | 24.0384 | 100 | 10 | 59 | 662527298706 | Lead Free Brass Sillcock, Solder x FIP Connection, 125 WOG
202-104G | S-641G | 3/4" | 24.2032 | 100 | 10 | 65 | 662527298713 | Lead Free Brass Sillcock, Solder x FIP Connection, 125 WOG
201-215G | T-632G | 1/2" | 28.4294 | 100 | 10 | 43 | 662527309570 | Lead Free Brass Hose Bibb, Threaded Connection, Quarter-Turn, 200 WOG
201-216G | T-632G | 3/4" | 28.6295 | 100 | 10 | 43 | 662527309587 | Lead Free Brass Hose Bibb, Threaded Connection, Quarter-Turn, 200 WOG
201-205G | T-632G | 1/2” | 29.7478 | 100 | 10 | 43 | 662527305183 | Nickel-Plated, Lead Free Brass Hose Bibb, Threaded Connection, Quarter-Turn, 200 WOG
201-206G | T-632G | 3/4” | 31.8786 | 100 | 10 | 47 | 662527305190 | Nickel-Plated, Lead Free Brass Hose Bibb, Threaded Connection, Quarter-Turn, 200 WOG
201-217G | T-632NKG | 1/2" | 29.7478 | 100 | 10 | 40 | 662527309594 | Lead Free Brass Hose Bibb, Threaded Connection, Quarter-Turn, No Kink, 200 WOG
201-218G | T-632NKG | 3/4" | 31.8786 | 100 | 10 | 40 | 662527309600 | Lead Free Brass Hose Bibb, Threaded Connection, Quarter-Turn, No Kink, 200 WOG
201-207G | T-632NKG | 1/2” | 25.145 | 100 | 10 | 40 | 662527305206 | Nickel-Plated, Lead Free Brass Hose Bibb, Threaded Connection, Quarter-Turn, No Kink, 200 WOG
201-208G | T-632NKG | 3/4” | 26.9579 | 100 | 10 | 45 | 662527305213 | Nickel-Plated, Lead Free Brass Hose Bibb, Threaded Connection, Quarter-Turn, No Kink, 200 WOG
201-203G | P-632NKG | 1/2” | 31.184 | 100 | 10 | 35 | 662527319043 | Nickel-Plated, Lead Free Brass Hose Bibb, Press Connection, Quarter-Turn, No Kink, 200 WOG
201-204G | P-632NKG | 3/4” | 33.4325 | 100 | 10 | 38 | 662527319050 | Nickel-Plated, Lead Free Brass Hose Bibb, Press Connection, Quarter-Turn, No Kink, 200 WOG
203-204G | T-653G | 3/4" | 25.1097 | 240 | 20 | 51 | 662527294753 | Lead Free Brass Vacuum Breaker, Threaded Connection
300-006 | Snap-N-Loc® |  | 51.1583 | 24 | 24 | 26 | 662527293930 | Designer Series Basket Strainer, SS-306, Sink Strainer, 300 Grade Stainless or Brushed Stainless Steel
300-008 | Snap-N-Loc® |  | 61.4693 | 24 | 24 | 22 | 662527293947 | Designer Series Basket Strainer, SS-306, Sink Strainer, 300 Grade Stainless or Brushed Stainless Steel
300-017CLAM | Snap-N-Loc® |  | 84.6573 | 24 | 6 | 26 | 662527294029 | Designer Series Basket Strainer, SS-306, Sink Strainer, 300 Grade Stainless or Brushed Stainless Steel
300-001 | Twist-N-Loc® |  | 72.9117 | 24 | 24 | 22 | 662527293909 | Designer Series Basket Strainer, SS-304, Sink Strainer, Chrome Plated Brass or 300 Grade Brushed Stainless Steel
300-003 | Twist-N-Loc® |  | 88.0632 | 24 | 24 | 26 | 662527293916 | Designer Series Basket Strainer, SS-304, Sink Strainer, Chrome Plated Brass or 300 Grade Brushed Stainless Steel
300-023CLAM | Twist-N-Loc® |  | 91.2708 | 24 | 6 | 26 | 662527294067 | Designer Series Basket Strainer, SS-304, Sink Strainer, Chrome Plated Brass or 300 Grade Brushed Stainless Steel
300-004 | Easy-Loc® |  | 83.6425 | 24 | 24 | 27 | 662527293923 | Designer Series Basket Strainer, SS-305, Sink Strainer, Chrome Plated Brass
300-011 | Mag-Na-Loc™ |  | 47.1809 | 24 | 24 | 19 | 662527293961 | Designer Series Basket Strainer, SS-420, Sink Strainer, 300 Grade Stainless Steel
300-013 | Snap-N-Seal® |  | 26.9905 | 24 | 24 | 15 | 662527293992 | Designer Series Basket Strainer, SS-430, Sink Strainer, 400 Grade Stainless Steel
300-014 | Snap-Tite™ |  | 48.149 | 24 | 24 | 24 | 662527293985 | Designer Series Basket Strainer, SS-440, Sink Strainer, 300 Grade Stainless Steel
300-021CLAM | Push-N-Seal II™ |  | 70.6722 | 24 | 6 | 13 | 662527294050 | Designer Series Basket Strainer, BS-323-DBS, Sink Strainer, 400 Grade Brushed Stainless Steel
300-101 | Small Wonder™ |  | 56.3021 | 96 | 1 | 49 | 662527294005 | Designer Series Basket Strainer, SS-308, Sink Strainer, Chrome Plated Brass or 300 Grade Brushed Stainless Steel
300-102 | Bar-ette™ |  | 43.1801 | 96 | 1 | 39 | 662527294012 | Designer Series Basket Strainer, SS-310, Bar Sink Strainer, Chrome Plated Brass
301-001 | Accessories |  | 23.503 |  |  |  | 662527302205 | Basket, for Designer Series Basket Strainer Twist-N-Loc®
301-002 | Accessories |  | 20.412 |  |  |  | 662527302212 | Basket, for Designer Series Basket Strainer Snap-N-Loc®
302-106 | Accessories |  | 13.1687 |  |  |  | 662527302380 | Brass Tailnut, for Designer Series Basket Strainers
305-400 | Disposer with Stopper |  | 19.6188 | 48 | 48 |  | 662527294074 | Builder Series Basket Strainer, SS-400, 400 Grade Stainless Steel
305-401 | Economy Strainer |  | 19.6188 | 48 | 48 |  | 662527300218 | Builder Series Basket Strainer, SS-401, Sink Strainer, 400 Grade Stainless Steel
305-408 | Basic Deep Cup Sink Strainer |  | 28.6701 | 48 | 48 | 35 | 662527294111 | Builder Series Basket Strainer, SS-409, Sink Strainer, 400 Grade Stainless Steel
400-001 | White Stuff | 2 oz tube | 5.8552 |  | 72 | 11 | 662527297983 | Slow-Drying, Soft-Set, PTFE Thread Sealant
400-002 | White Stuff | 4 oz can | 12.844 |  | 24 | 13 | 662527297990 | Slow-Drying, Soft-Set, PTFE Thread Sealant
400-003 | White Stuff | 8 oz can | 20.3424 |  | 24 | 20 | 662527298003 | Slow-Drying, Soft-Set, PTFE Thread Sealant
400-004 | White Stuff | 16 oz can | 31.876 |  | 12 | 22 | 662527298010 | Slow-Drying, Soft-Set, PTFE Thread Sealant
400-005 | White Stuff | 32 oz can | 58.6456 |  | 12 | 39 | 662527298027 | Slow-Drying, Soft-Set, PTFE Thread Sealant
400-101 | Green Stuff | 2 oz tube | 5.5848 |  | 72 | 11 | 662527293732 | Slow-Drying, Soft-Set, Generla Purpose Thread Sealant
400-102 | Green Stuff | 4 oz can | 11.6168 |  | 24 | 13 | 662527293749 | Slow-Drying, Soft-Set, Generla Purpose Thread Sealant
400-103 | Green Stuff | 8 oz can | 18.6576 |  | 24 | 20 | 662527293756 | Slow-Drying, Soft-Set, Generla Purpose Thread Sealant
400-104 | Green Stuff | 16 oz can | 30.0144 |  | 12 | 22 | 662527293763 | Slow-Drying, Soft-Set, Generla Purpose Thread Sealant
400-105 | Green Stuff | 32 oz can | 55.7544 |  | 12 | 39 | 662527293770 | Slow-Drying, Soft-Set, Generla Purpose Thread Sealant
400-202 | Heavyweight | 4 oz can | 19.448 |  | 24 | 13 | 662527297679 | Slow-Drying, Soft-Set, Extra PTFE Thread Sealant
400-203 | Heavyweight | 8 oz can | 34.7152 |  | 24 | 20 | 662527297686 | Slow-Drying, Soft-Set, Extra PTFE Thread Sealant
400-204 | Heavyweight | 16 oz can | 50.8872 |  | 12 | 22 | 662527297693 | Slow-Drying, Soft-Set, Extra PTFE Thread Sealant
400-302 | WOG Plus | 4 oz can | 12.5632 |  | 24 | 12 | 662527294906 | Fast-Drying, Hard-Set, Thread and Gasket Sealant
400-303 | WOG Plus | 8 oz can | 17.0352 |  | 24 | 21 | 662527294913 | Fast-Drying, Hard-Set, Thread and Gasket Sealant
400-304 | WOG Plus | 16 oz can | 27.4144 |  | 12 | 19 | 662527294920 | Fast-Drying, Hard-Set, Thread and Gasket Sealant
400-403 | Copper Anti-Seize | 8 oz can | 29.4216 |  | 24 | 19 | 662527300805 | High Temperature Anti-Seize Lubricant and Thread Sealant
400-404 | Copper Anti-Seize | 16 oz can | 40.3208 |  | 12 | 15 | 662527300812 | High Temperature Anti-Seize Lubricant and Thread Sealant
400-503 | Nickel Anti-Seize | 8 oz can | 48.5264 |  | 12 | 19 | 662527309358 | High Temperature Nickel Anti-Seize Lubricant and Thread Sealant
400-504 | Nickel Anti-Seize | 16 oz can | 79.0192 |  | 12 | 15 | 662527309365 | High Temperature Nickel Anti-Seize Lubricant and Thread Sealant
899-701 | Lever Handle | 1/4", 3/8", 1/2" | 9.8498 | 100 |  | 5 | 662527303684 | Accessory, Geomet-Plated Steel, Fits T-100, S-100, JP-100 Series
899-704 | Lever Handle | 3/4" | 9.8498 | 100 |  | 10 | 662527303691 | Accessory, Geomet-Plated Steel, Fits T-100, S-100, JP-100 Series
899-705 | Lever Handle | 1", 1-1/4" | 15.0587 | 100 |  | 14 | 662527303707 | Accessory, Geomet-Plated Steel, Fits T-100, S-100, JP-100 Series
899-708 | Lever Handle | 1-1/2", 2" | 25.9787 | 100 |  | 30 | 662527303714 | Accessory, Geomet-Plated Steel, Fits T-100, S-100, JP-100 Series
899-710 | Lever Handle | 2-1/2”, 3" | 30.7616 | 50 |  | 32 | 662527303721 | Accessory, Geomet-Plated Steel, Fits T-100, S-100, JP-100 Series
899-711 | Lever Handle | 4" | 103.4452 | 50 |  | 52 | 662527303738 | Accessory, Geomet-Plated Steel, Fits T-100, S-100, JP-100 Series
100-103RH | Lever Handle | 1/4" - 1/2" | 1.8018 |  |  |  |  | Accessory, Chrome-Plated Steel, Fits JF-100T/S, T/S-110, T-100HF, S-100HS, T/S-412G, T/S-422G, T-423G
100-105RH | Lever Handle | 3/4" - 1" | 2.6426 |  |  |  |  | Accessory, Chrome-Plated Steel, Fits JF-100T/S, T/S-110, T-100HF, S-100HS, T/S-412G, T/S-422G, T-423G
100-108RH | Lever Handle | 1-1/4" - 2" | 3.822 |  |  |  |  | Accessory, Chrome-Plated Steel, Fits JF-100T/S, T/S-110, T-100HF, S-100HS, T/S-412G, T/S-422G, T-423G
100-109RH | Lever Handle | 2-1/2" | 18.9134 |  |  |  |  | Accessory, Chrome-Plated Steel, Fits JF-100T/S, T/S-110, T-100HF, S-100HS, T/S-412G, T/S-422G, T-423G
100-110RH | Lever Handle | 3" | 22.8446 |  |  |  |  | Accessory, Chrome-Plated Steel, Fits JF-100T/S, T/S-110, T-100HF, S-100HS, T/S-412G, T/S-422G, T-423G
100-111RH | Lever Handle | 4" | 23.6309 |  |  |  |  | Accessory, Chrome-Plated Steel, Fits JF-100T/S, T/S-110, T-100HF, S-100HS, T/S-412G, T/S-422G, T-423G
220-300 | Lever Handle and Nut | 1/4", 3/8", 1/2" | 10.6033 |  |  |  | 662527301994 | Accessory, Stainless Steel, Fits T-100, S-100, JP-100 Series
220-301 | Lever Handle and Nut | 3/4" | 12.6563 |  |  |  | 662527302007 | Accessory, Stainless Steel, Fits T-100, S-100, JP-100 Series
220-302 | Lever Handle and Nut | 1", 1-1/4" | 19.4594 |  |  |  | 662527302014 | Accessory, Stainless Steel, Fits T-100, S-100, JP-100 Series
220-303 | Lever Handle and Nut | 1-1/2", 2" | 34.256 |  |  |  | 662527302021 | Accessory, Stainless Steel, Fits T-100, S-100, JP-100 Series
220-305 | Lever Handle and Nut | 2-1/2”, 3" | 51.5752 | 50 |  | 32 | 662527302038 | Accessory, Stainless Steel, Fits T-100, S-100, JP-100 Series
220-306 | Lever Handle and Nut | 4" | 137.996 |  |  |  | 662527302045 | Accessory, Stainless Steel, Fits T-100, S-100, JP-100 Series
100-103SH | Lever Handle and Nut | 1/4" - 1/2" | 20.9664 |  |  |  | 662527300942 | Accessory, Stainless Steel, Fits JF-100T/S
100-105SH | Lever Handle and Nut | 3/4" - 1" | 27.5184 |  |  |  | 662527298072 | Accessory, Stainless Steel, Fits JF-100T/S
100-108SH | Lever Handle and Nut | 1-1/4" - 2” | 34.0595 |  |  |  | 662527298089 | Accessory, Stainless Steel, Fits JF-100T/S
220-714G | Locking Handle | 1/4", 3/8", 1/2" | 15.2771 | 200 |  | 32 | 662527317674 | Accessory, Latch Lock, Stainless Steel, for Lead Free Valves, Fits T/S-200CSSG
220-715G | Locking Handle | 3/4", 1" | 27.2017 | 100 |  | 25 | 662527317681 | Accessory, Latch Lock, Stainless Steel, for Lead Free Valves, Fits T/S-200CSSG
220-716G | Locking Handle | 1-1/4" | 27.2017 | 100 |  | 29 | 662527317698 | Accessory, Latch Lock, Stainless Steel, for Lead Free Valves, Fits T/S-200CSSG
220-717G | Locking Handle | 1-1/2", 2" | 43.3633 | 50 |  | 32 | 662527317704 | Accessory, Latch Lock, Stainless Steel, for Lead Free Valves, Fits T/S-200CSSG
220-718G | Locking Handle | 2-1/2", 3" | 67.4638 | 25 |  | 29 | 662527325297 | Accessory, Latch Lock, Stainless Steel, for Lead Free Valves, Fits T/S-200CSSG
220-714 | Locking Handle | 1/4", 3/8", 1/2" | 15.2771 |  |  |  | 662527317711 | Accessory, Latch Lock, Stainless Steel, Fits T/S-200CSS
220-715 | Locking Handle | 3/4", 1" | 27.2017 |  |  |  | 662527317728 | Accessory, Latch Lock, Stainless Steel, Fits T/S-200CSS
220-716 | Locking Handle | 1-1/4" | 27.2017 |  |  |  | 662527317735 | Accessory, Latch Lock, Stainless Steel, Fits T/S-200CSS
220-717 | Locking Handle | 1-1/2", 2" | 43.3633 |  |  |  | 662527325303 | Accessory, Latch Lock, Stainless Steel, Fits T/S-200CSS
220-994G | Locking Handle | 1/4", 3/8", 1/2" | 8.8124 | 100 |  | 9 | 662527310460 | Accessory, Latch Lock, Stainless Steel, for Lead Free Valves, Fits T/S-100CG, JP-100G, JP-100SSG, T-100UEG
220-995G | Locking Handle | 3/4" | 11.0074 |  |  |  | 662527310477 | Accessory, Latch Lock, Stainless Steel, for Lead Free Valves, Fits T/S-100CG, JP-100G, JP-100SSG, T-100UEG
220-996G | Locking Handle | 1", 1-1/4" | 16.511 | 100 |  | 20 | 662527310484 | Accessory, Latch Lock, Stainless Steel, for Lead Free Valves, Fits T/S-100CG, JP-100G, JP-100SSG, T-100UEG
220-997G | Locking Handle | 1-1/2", 2" | 29.484 | 100 |  | 39 | 662527310491 | Accessory, Latch Lock, Stainless Steel, for Lead Free Valves, Fits T/S-100CG, JP-100G, JP-100SSG, T-100UEG
100-103GLL | Locking Handle | 1/4" - 1/2" | 4.5536 |  |  |  | 662527300096 | Accessory, Latch Lock, Chrome-Plated Steel, Fits JF-100G Series, T/S-412G, T/S-422G, T-423G
100-105GLL | Locking Handle | 3/4” - 1" | 4.8157 |  |  |  | 662527300102 | Accessory, Latch Lock, Chrome-Plated Steel, Fits JF-100G Series, T/S-412G, T/S-422G, T-423G
100-108GLL | Locking Handle | 1-1/4" - 2" | 5.7876 |  |  |  | 662527300119 | Accessory, Latch Lock, Chrome-Plated Steel, Fits JF-100G Series, T/S-412G, T/S-422G, T-423G
100-109GLL | Locking Handle | 2-1/2” | 31.3295 |  |  |  | 662527303844 | Accessory, Latch Lock, Chrome-Plated Steel, Fits JF-100G Series, T/S-412G, T/S-422G, T-423G
100-110GLL | Locking Handle | 3” | 39.2356 |  |  |  | 662527303851 | Accessory, Latch Lock, Chrome-Plated Steel, Fits JF-100G Series, T/S-412G, T/S-422G, T-423G
100-111GLL | Locking Handle | 4” | 48.4302 |  |  |  | 662527303868 | Accessory, Latch Lock, Chrome-Plated Steel, Fits JF-100G Series, T/S-412G, T/S-422G, T-423G
100-103LL | Locking Handle | 1/4" - 1/2" | 4.5536 |  |  |  | 662527300935 | Accessory, Latch Lock, Chrome-Plated Steel, Fits JF-100G Series, T/S-412G, T/S-422G, T-423G
100-105LL | Locking Handle | 3/4” - 1" | 4.8157 |  |  |  | 662527300966 | Accessory, Latch Lock, Chrome-Plated Steel, Fits JF-100G Series, T/S-412G, T/S-422G, T-423G
100-108LL | Locking Handle | 1-1/4" - 2" | 5.7876 |  |  |  | 662527300980 | Accessory, Latch Lock, Chrome-Plated Steel, Fits JF-100G Series, T/S-412G, T/S-422G, T-423G
100-109LL | Locking Handle | 2-1/2” | 31.3295 |  |  |  | 662527300744 | Accessory, Latch Lock, Chrome-Plated Steel, Fits JF-100G Series, T/S-412G, T/S-422G, T-423G
100-110LL | Locking Handle | 3” | 39.2356 |  |  |  | 662527300751 | Accessory, Latch Lock, Chrome-Plated Steel, Fits JF-100G Series, T/S-412G, T/S-422G, T-423G
100-111LL | Locking Handle | 4” | 48.4302 |  |  |  | 662527301000 | Accessory, Latch Lock, Chrome-Plated Steel, Fits JF-100G Series, T/S-412G, T/S-422G, T-423G
220-994 | Locking Handle | 1/4", 3/8", 1/2" | 7.24 | 100 |  | 9 | 662527300874 | Accessory, Latch Lock, Stainless Steel, Fits T-100NE
220-995 | Locking Handle | 3/4" | 9.0418 |  |  |  | 662527300881 | Accessory, Latch Lock, Stainless Steel, Fits T-100NE
220-996 | Locking Handle | 1", 1-1/4" | 13.5626 | 100 |  | 20 | 662527300898 | Accessory, Latch Lock, Stainless Steel, Fits T-100NE
220-997 | Locking Handle | 1-1/2", 2" | 24.2206 | 100 |  | 39 | 662527300904 | Accessory, Latch Lock, Stainless Steel, Fits T-100NE
220-984 | Locking Handle | 1/4", 3/8", 1/2" | 7.24 | 100 |  | 9 | 662527311788 | Accessory, Latch Lock, Stainless Steel, Fits T-100FMN, T-100SSE, JP-100
220-985 | Locking Handle | 3/4" | 9.0418 | 100 |  | 9 | 662527311795 | Accessory, Latch Lock, Stainless Steel, Fits T-100FMN, T-100SSE, JP-100
220-986 | Locking Handle | 1", 1-1/4" | 13.5626 | 100 |  | 9 | 662527311801 | Accessory, Latch Lock, Stainless Steel, Fits T-100FMN, T-100SSE, JP-100
220-987 | Locking Handle | 1-1/2", 2" | 24.2206 | 100 |  | 9 | 662527311818 | Accessory, Latch Lock, Stainless Steel, Fits T-100FMN, T-100SSE, JP-100
100-992LH | Locking Handle | 3/8” | 25.4436 |  |  |  |  | Accessory, Latch Lock, Stainless Steel, Fits T-SS-2002N-DUE
100-993LH | Locking Handle | 1/2” | 25.4436 |  |  |  |  | Accessory, Latch Lock, Stainless Steel, Fits T-SS-2002N-DUE
100-994LH | Locking Handle | 3/4” | 30.2375 |  |  |  |  | Accessory, Latch Lock, Stainless Steel, Fits T-SS-2002N-DUE
100-995LH | Locking Handle | 1” | 30.2375 |  |  |  |  | Accessory, Latch Lock, Stainless Steel, Fits T-SS-2002N-DUE
100-996LH | Locking Handle | 1-1/4” | 35.7958 |  |  |  |  | Accessory, Latch Lock, Stainless Steel, Fits T-SS-2002N-DUE
100-997LH | Locking Handle | 1-1/2", 2" | 35.7958 |  |  |  |  | Accessory, Latch Lock, Stainless Steel, Fits T-SS-2002N-DUE
210-994 | Locking Handle | 1/4", 3/8", 1/2" | 39.7379 | 100 |  | 19 | 662527301765 | Accessory, Lift-N-Lock, Spring-Loaded Tamper-Proof Locking Device
210-995 | Locking Handle | 3/4" | 39.7379 | 100 |  | 21 | 662527301789 | Accessory, Lift-N-Lock, Spring-Loaded Tamper-Proof Locking Device
210-996 | Locking Handle | 1", 1-1/4" | 46.6284 | 100 |  | 36 | 662527301802 | Accessory, Lift-N-Lock, Spring-Loaded Tamper-Proof Locking Device
210-997 | Locking Handle | 1-1/2", 2" | 60.2675 | 50 |  | 28 | 662527301826 | Accessory, Lift-N-Lock, Spring-Loaded Tamper-Proof Locking Device
210-998 | Locking Handle | 2-1/2", 3" | 60.2675 | 50 |  | 28 | 662527301826 | Accessory, Lift-N-Lock, Spring-Loaded Tamper-Proof Locking Device
210-994C | Locking Handle | 1/4", 3/8", 1/2" | 39.7379 | 100 |  | 19 | 662527301772 | Accessory, Lift-N-Lock, Spring-Loaded Tamper-Proof Locking Device
210-995C | Locking Handle | 3/4" | 39.7379 |  |  |  | 662527301796 | Accessory, Lift-N-Lock, Spring-Loaded Tamper-Proof Locking Device
210-996C | Locking Handle | 1", 1-1/4" | 46.6284 | 100 |  | 36 | 662527301819 | Accessory, Lift-N-Lock, Spring-Loaded Tamper-Proof Locking Device
210-997C | Locking Handle | 1-1/2", 2" | 60.2675 | 50 |  | 28 | 662527301833 | Accessory, Lift-N-Lock, Spring-Loaded Tamper-Proof Locking Device
210-998C | Locking Handle | 2-1/2", 3" | 86.683 | 50 |  | 50 | 662527301857 | Accessory, Lift-N-Lock, Spring-Loaded Tamper-Proof Locking Device
210-999C | Locking Handle | 4” | 284.6407 |  |  |  | 662527301864 | Accessory, Lift-N-Lock, Spring-Loaded Tamper-Proof Locking Device
220-204 | T-Handle | 1/4”, 3/8”, 1/2” | 6.8687 | 100 |  | 5 | 662527301956 | Accessory, Red Aluminum, Fits T-100, S-100, JP-100 Series
220-205 | T-Handle | 3/4” | 9.282 | 100 |  | 7 | 662527301963 | Accessory, Red Aluminum, Fits T-100, S-100, JP-100 Series
220-206 | T-Handle | 1”, 1-1/4” | 14.2178 | 100 |  | 9 | 662527301970 | Accessory, Red Aluminum, Fits T-100, S-100, JP-100 Series
899-123 | T-Handle | 1/4" - 1/2" | 4.2916 |  |  |  | 662527306494 | Accessory, Red Aluminum, Fits T/S-412G, T/S-422G, T-423G, JF-100T/S, T/S-110, T-100HF, S-100HS
899-125 | T-Handle | 3/4", 1" | 3.953 |  |  |  | 662527306500 | Accessory, Red Aluminum, Fits T/S-412G, T/S-422G, T-423G, JF-100T/S, T/S-110, T-100HF, S-100HS
220-223 | Long Neck T-Handle | 1/4", 3/8", 1/2" | 5.6566 | 100 |  | 5 |  | Accessory, Fits T-100, S-100, JP-100 Series
220-224 | Long Neck T-Handle | 3/4" | 6.2353 | 100 |  | 6 |  | Accessory, Fits T-100, S-100, JP-100 Series
220-225 | Long Neck T-Handle | 1", 1-1/4" | 9.1837 | 100 |  | 9 |  | Accessory, Fits T-100, S-100, JP-100 Series
899-123GWH | Wingtip Handle | 1/4", 3/8", 1/2" | 4.6956 |  |  |  | 662527314819 | Accessory, Fits JF-100 Series, T/S-412G, T/S-422G, JP-150G, T/S-150G
899-125GWH | Wingtip Handle | 3/4", 1" | 7.7314 |  |  |  | 662527314888 | Accessory, Fits JF-100 Series, T/S-412G, T/S-422G, JP-150G, T/S-150G
899-128GWH | Wingtip Handle | 1-1/4", 1-1/2", 2" | 11.5424 |  |  |  | 662527314895 | Accessory, Fits JF-100 Series, T/S-412G, T/S-422G, JP-150G, T/S-150G
220-514 | Oval Handle | 1/4" 1/2" | 34.7584 |  |  |  | 662527316004 | Accessory, Fits T-100, S-100, JP-100 Series
220-515 | Oval Handle | 3/4" | 43.8875 |  |  |  | 662527316011 | Accessory, Fits T-100, S-100, JP-100 Series
220-516 | Oval Handle | 1" & 1-1/4" | 55.9759 |  |  |  | 662527316028 | Accessory, Fits T-100, S-100, JP-100 Series
220-517 | Oval Handle | 1-1/2" & 2" | 78.078 |  |  |  | 662527316035 | Accessory, Fits T-100, S-100, JP-100 Series
100-103OH | Oval Handle | 1/4-1/2 | 31.6025 |  |  |  | 662527309310 | Accessory, Fits any JF-100T/S, T/S-110, T-100HF, S-100HS
100-105OH | Oval Handle | 3/4"-1" | 50.8763 |  |  |  | 662527309327 | Accessory, Fits any JF-100T/S, T/S-110, T-100HF, S-100HS
100-108OH | Oval Handle | 1-1/4"-2" | 70.98 |  |  |  | 662527309334 | Accessory, Fits any JF-100T/S, T/S-110, T-100HF, S-100HS
220-323 | Thermal-Block™ | 1/2" | 51.2039 |  |  |  |  | Accessory, Thermal Insulated Handle with Memory Stop, Fits T/S-100CG, T/S-100CSSG, JP-100G, JP-100SSG, T-100NE
220-324 | Thermal-Block™ | 3/4" | 55.5828 |  |  |  |  | Accessory, Thermal Insulated Handle with Memory Stop, Fits T/S-100CG, T/S-100CSSG, JP-100G, JP-100SSG, T-100NE
220-326 | Thermal-Block™ | 1", 1-1/4" | 56.5874 |  |  |  |  | Accessory, Thermal Insulated Handle with Memory Stop, Fits T/S-100CG, T/S-100CSSG, JP-100G, JP-100SSG, T-100NE
220-328 | Thermal-Block™ | 1-1/2", 2" | 65.0286 |  |  |  |  | Accessory, Thermal Insulated Handle with Memory Stop, Fits T/S-100CG, T/S-100CSSG, JP-100G, JP-100SSG, T-100NE
220-423 | Thermal-Block™ | 1/2" | 52.7327 |  |  |  | 662527327055 | Accessory, Thermal Insulated Handle with Memory Stop, Fits T/S-200CSSG, T-S/200CSS
220-424 | Thermal-Block™ | 3/4", 1" | 58.9789 |  |  |  | 662527327062 | Accessory, Thermal Insulated Handle with Memory Stop, Fits T/S-200CSSG, T-S/200CSS
220-426 | Thermal-Block™ | 1-1/4" | 62.4515 |  |  |  | 662527327079 | Accessory, Thermal Insulated Handle with Memory Stop, Fits T/S-200CSSG, T-S/200CSS
220-428 | Thermal-Block™ | 1-1/2", 2" | 96.369 |  |  |  | 662527327086 | Accessory, Thermal Insulated Handle with Memory Stop, Fits T/S-200CSSG, T-S/200CSS
220-014 | Slo-Ball Handle | 1/4", 3/8", 1/2" | 84.7392 | 100 |  | 16 | 662527301871 | Accessory, 270° Gear Operator Handle, Fits T-100, S-100, JP-100 Series
220-015 | Slo-Ball Handle | 3/4" | 84.7392 | 100 |  | 16 | 662527301895 | Accessory, 270° Gear Operator Handle, Fits T-100, S-100, JP-100 Series
220-016 | Slo-Ball Handle | 1", 1-1/4" | 93.8574 | 100 |  | 18 | 662527301888 | Accessory, 270° Gear Operator Handle, Fits T-100, S-100, JP-100 Series
220-017 | Slo-Ball Handle | 1-1/2", 2" | 175.2442 | 30 |  | 17 | 662527301901 | Accessory, 270° Gear Operator Handle, Fits T-100, S-100, JP-100 Series
220-103 | Memory Stop | 1/4", 3/8", 1/2" | 10.6907 | 200 |  | 16 | 662527301918 | Accessory, Fits T-100, S-100, JP-100 Series
220-104 | Memory Stop | 3/4" | 12.0448 | 200 |  | 17 | 662527301925 | Accessory, Fits T-100, S-100, JP-100 Series
220-105 | Memory Stop | 1", 1-1/4" | 17.5375 | 200 |  | 19 | 662527301932 | Accessory, Fits T-100, S-100, JP-100 Series
220-106 | Memory Stop | 1-1/2", 2" | 27.1034 | 200 |  | 36 | 662527301949 | Accessory, Fits T-100, S-100, JP-100 Series
899-113 | Square Head Top | 1/2” | 38.4056 | 150 |  | 50 |  | Accessory, 1-1/16” Diameter, Fits T-100, S-100, JP-100 Series
899-114 | Square Head Top | 3/4” | 38.4056 | 150 |  | 52 |  | Accessory, 1-1/16” Diameter, Fits T-100, S-100, JP-100 Series
899-115 | Square Head Top | 1”, 1-1/4” | 40.1419 | 150 |  | 54 |  | Accessory, 1-1/16” Diameter, Fits T-100, S-100, JP-100 Series
899-117 | Square Head Top | 1-1/2”, 2” | 44.2369 | 150 |  | 60 |  | Accessory, 1-1/16” Diameter, Fits T-100, S-100, JP-100 Series
200-103EH | Stem Extension | 1/4", 3/8", 1/2" | 27.1471 |  |  |  | 662527324504 | Accessory, 2", Fits T/S-200CSSG, T/S-200CS
200-105EH | Stem Extension | 3/4", 1" | 33.0112 |  |  |  | 662527324511 | Accessory, 2", Fits T/S-200CSSG, T/S-200CS
200-106EH | Stem Extension | 1-1/4" | 38.8206 |  |  |  | 662527324528 | Accessory, 2", Fits T/S-200CSSG, T/S-200CS
200-108EH | Stem Extension | 1-1/2", 2" | 56.8386 |  |  |  | 662527324535 | Accessory, 2", Fits T/S-200CSSG, T/S-200CS
230-004 | Stem Extension | 1/4", 3/8", 1/2" | 34.1796 | 100 |  | 23 | 662527302144 | Accessory, 2", T.E.A. Coated, Fits T-100, S-100, JP-100 Series
230-005 | Stem Extension | 3/4" | 37.1498 | 100 |  | 31 | 662527302151 | Accessory, 2", T.E.A. Coated, Fits T-100, S-100, JP-100 Series
230-006 | Stem Extension | 1", 1-1/4" | 43.5271 | 100 |  | 39 | 662527302168 | Accessory, 2", T.E.A. Coated, Fits T-100, S-100, JP-100 Series
230-007 | Stem Extension | 1-1/2", 2" | 59.7433 | 40 | 10 | 75 | 662527302175 | Accessory, 2", T.E.A. Coated, Fits T-100, S-100, JP-100 Series
230-008 | Stem Extension | 2-1/2", 3" | 80.7425 | 50 |  | 50 | 662527302182 | Accessory, 2", T.E.A. Coated, Fits T-100, S-100, JP-100 Series
100-103EH | Stem Extension for JF-100 Series | 1/4" - 1/2" | 16.8059 |  |  |  | 662527297808 | Accessory, 2", Fits JP-150G, T/S-412G, T/S-422G, JF-100T/S, T/S-110, T-100HF, S-100HS
100-105EH | Stem Extension for JF-100 Series | 3/4" - 1" | 29.899 |  |  |  | 662527297815 | Accessory, 2", Fits JP-150G, T/S-412G, T/S-422G, JF-100T/S, T/S-110, T-100HF, S-100HS
100-108EH | Stem Extension for JF-100 Series | 1-1/4" - 2" | 47.6767 |  |  |  | 662527297822 | Accessory, 2", Fits JP-150G, T/S-412G, T/S-422G, JF-100T/S, T/S-110, T-100HF, S-100HS
ARK-JV-50V | Viton® O-Ring Repair Kit |  | 52.7764 |  |  |  |  | Viton® O-Ring Repair Kit | 38.74
ARK-JV-60V | Viton® O-Ring Repair Kit |  | 63.0521 |  |  |  |  | Viton® O-Ring Repair Kit | 46.28
ARK-JV-70V | Viton® O-Ring Repair Kit |  | 71.8754 |  |  |  |  | Viton® O-Ring Repair Kit | 52.76
ARK-JV-80V | Viton® O-Ring Repair Kit |  | 84.2478 |  |  |  |  | Viton® O-Ring Repair Kit | 61.84
ARK-JV-90V | Viton® O-Ring Repair Kit |  | 97.0133 |  |  |  |  | Viton® O-Ring Repair Kit | 71.21
ARK-JV-100V | Viton® O-Ring Repair Kit |  | 128.2117 |  |  |  |  | Viton® O-Ring Repair Kit | 94.11
ARK-JV-120V | Viton® O-Ring Repair Kit |  | 174.851 |  |  |  |  | Viton® O-Ring Repair Kit | 128.34
ARK-JV-140V | Viton® O-Ring Repair Kit |  | 238.8859 |  |  |  |  | Viton® O-Ring Repair Kit | 175.34
ARK-JV-160V | Viton® O-Ring Repair Kit |  | 255.113 |  |  |  |  | Viton® O-Ring Repair Kit | 187.25
ARK-JV-190V | Viton® O-Ring Repair Kit |  | 301.7524 |  |  |  |  | Viton® O-Ring Repair Kit | 221.49
ARK-JV-200V | Viton® O-Ring Repair Kit |  | 338.0504 |  |  |  |  | Viton® O-Ring Repair Kit | 248.13
ARK-JV-240V | Viton® O-Ring Repair Kit |  | 388.1296 |  |  |  |  | Viton® O-Ring Repair Kit | 284.89
ARK-JV-260V | Viton® O-Ring Repair Kit |  | 448.7902 |  |  |  |  | Viton® O-Ring Repair Kit | 329.41
ARK-JV-300V | Viton® O-Ring Repair Kit |  | 595.544 |  |  |  |  | Viton® O-Ring Repair Kit | 437.13
ARK-JV-350V | Viton® O-Ring Repair Kit |  | 727.9272 |  |  |  |  | Viton® O-Ring Repair Kit | 534.3
221-014 | Filterball Replacement Filters | 1/2” and 3/4" Heavy Pattern* | 23.751 | 250 |  | 4 |  | Mesh 20, 304 Stainless Steel
221-015 | Filterball Replacement Filters | 1" | 26.4264 | 200 |  | 4 |  | Mesh 20, 304 Stainless Steel
221-016 | Filterball Replacement Filters | 1-1/4" | 30.5214 | 150 |  | 5 |  | Mesh 20, 304 Stainless Steel
221-017 | Filterball Replacement Filters | 1-1/2" | 35.3699 | 80 |  | 5 |  | Mesh 20, 304 Stainless Steel
221-018 | Filterball Replacement Filters | 2" | 54.2724 | 40 |  | 5 |  | Mesh 20, 304 Stainless Steel
221-114 | Filterball Replacement Filters | 1/2” and 3/4" Heavy Pattern* | 26.1752 | 250 |  | 4 |  | Mesh 40, 304 Stainless Steel
221-115 | Filterball Replacement Filters | 1" | 29.1892 | 200 |  | 4 |  | Mesh 40, 304 Stainless Steel
221-116 | Filterball Replacement Filters | 1-1/4" | 33.8629 | 150 |  | 4 |  | Mesh 40, 304 Stainless Steel
221-117 | Filterball Replacement Filters | 1-1/2" | 39.3011 | 80 |  | 6 |  | Mesh 40, 304 Stainless Steel
221-118 | Filterball Replacement Filters | 2" | 60.3002 | 40 |  | 5 |  | Mesh 40, 304 Stainless Steel
221-204 | Filterball Replacement Filters | 1/2” and 3/4" Heavy Pattern* | 47.3273 | 250 |  | 5 |  | Mesh 60, 304 Stainless Steel
221-205 | Filterball Replacement Filters | 1" | 53.093 | 200 |  | 6 |  | Mesh 60, 304 Stainless Steel
221-206 | Filterball Replacement Filters | 1-1/4" | 60.3002 | 150 |  | 7 |  | Mesh 60, 304 Stainless Steel
221-207 | Filterball Replacement Filters | 1-1/2" | 70.6633 | 80 |  | 6 |  | Mesh 60, 304 Stainless Steel
221-208 | Filterball Replacement Filters | 2" | 109.1236 | 40 |  | 6 |  | Mesh 60, 304 Stainless Steel
221-214 | Filterball Replacement Filters | 1/2” and 3/4" Heavy Pattern* | 51.6734 | 250 |  | 5 |  | Mesh 80, 304 Stainless Steel
221-215 | Filterball Replacement Filters | 1" | 58.28 | 200 |  | 6 |  | Mesh 80, 304 Stainless Steel
221-216 | Filterball Replacement Filters | 1-1/4" | 66.6557 | 150 |  | 7 |  | Mesh 80, 304 Stainless Steel
221-217 | Filterball Replacement Filters | 1-1/2" | 77.4446 | 80 |  | 6 |  | Mesh 80, 304 Stainless Steel
221-218 | Filterball Replacement Filters | 2" | 119.6614 | 40 |  | 6 |  | Mesh 80, 304 Stainless Steel
221-224 | Filterball Replacement Filters | 1/2” and 3/4" Heavy Pattern* | 54.2724 | 250 |  | 5 |  | Mesh 100, 304 Stainless Steel
221-225 | Filterball Replacement Filters | 1" | 60.7916 | 200 |  | 6 |  | Mesh 100, 304 Stainless Steel
221-226 | Filterball Replacement Filters | 1-1/4" | 69.5822 | 150 |  | 3 |  | Mesh 100, 304 Stainless Steel
221-227 | Filterball Replacement Filters | 1-1/2" | 81.1902 | 80 |  | 6 |  | Mesh 100, 304 Stainless Steel
221-228 | Filterball Replacement Filters | 2" | 125.1869 | 40 |  | 6 |  | Mesh 100, 304 Stainless Steel