## Jomar
Part # | Model # | Size | 5/31/2022 List Price | Case QTY | Carton QTY | Weight | UPC | Part Description
100-403G | T-100CG | 1/2" | 18.1976 | 120 | 12 | 55 | 662527290502 | 2 Piece, Full Port, Threaded Connection, Dezincification Resistant Brass, 600 WOG
100-404G | T-100CG | 3/4" | 27.3687 | 72 | 12 | 56 | 662527290519 | 2 Piece, Full Port, Threaded Connection, Dezincification Resistant Brass, 600 WOG
100-405G | T-100CG | 1" | 41.2033 | 36 | 6 | 45 | 662527290526 | 2 Piece, Full Port, Threaded Connection, Dezincification Resistant Brass, 600 WOG
100-406G | T-100CG | 1-1/4" | 69.2286 | 24 | 4 | 47 | 662527290533 | 2 Piece, Full Port, Threaded Connection, Dezincification Resistant Brass, 600 WOG
100-407G | T-100CG | 1-1/2" | 95.3173 | 16 | 2 | 51 | 662527290540 | 2 Piece, Full Port, Threaded Connection, Dezincification Resistant Brass, 600 WOG
100-408G | T-100CG | 2" | 165.6144 | 12 | 2 | 58 | 662527290557 | 2 Piece, Full Port, Threaded Connection, Dezincification Resistant Brass, 600 WOG
100-409G | T-100CG | 2-1/2” | 326.6432 | 2 | 1 | 20 | 662527305442 | 2 Piece, Full Port, Threaded Connection, Dezincification Resistant Brass, 600 WOG
100-410G | T-100CG | 3” | 481.584 | 2 | 1 | 28 | 662527305459 | 2 Piece, Full Port, Threaded Connection, Dezincification Resistant Brass, 600 WOG
100-411G | T-100CG | 4” | 838.6678 | 2 | 1 | 46 | 662527305466 | 2 Piece, Full Port, Threaded Connection, Dezincification Resistant Brass, 600 WOG
100-413G | S-100CG | 1/2" | 18.1976 | 120 | 12 | 53 | 662527290564 | 2 Piece, Full Port, Solder Connection, Dezincification Resistant Brass, 600 WOG
100-414G | S-100CG | 3/4" | 27.3687 | 72 | 12 | 57 | 662527290571 | 2 Piece, Full Port, Solder Connection, Dezincification Resistant Brass, 600 WOG
100-415G | S-100CG | 1" | 41.2033 | 36 | 6 | 49 | 662527290588 | 2 Piece, Full Port, Solder Connection, Dezincification Resistant Brass, 600 WOG
100-416G | S-100CG | 1-1/4" | 69.2286 | 24 | 4 | 48 | 662527290595 | 2 Piece, Full Port, Solder Connection, Dezincification Resistant Brass, 600 WOG
100-417G | S-100CG | 1-1/2" | 95.3173 | 16 | 2 | 52 | 662527290601 | 2 Piece, Full Port, Solder Connection, Dezincification Resistant Brass, 600 WOG
100-418G | S-100CG | 2" | 165.6144 | 12 | 2 | 63 | 662527290618 | 2 Piece, Full Port, Solder Connection, Dezincification Resistant Brass, 600 WOG
100-419G | S-100CG | 2-1/2” | 342.7484 | 2 | 1 | 17 | 662527305473 | 2 Piece, Full Port, Solder Connection, Dezincification Resistant Brass, 600 WOG
100-420G | S-100CG | 3” | 475.1842 | 2 | 1 | 25 | 662527305480 | 2 Piece, Full Port, Solder Connection, Dezincification Resistant Brass, 600 WOG
100-421G | S-100CG | 4” | 878.7024 | 1 | 1 | 24 | 662527305497 | 2 Piece, Full Port, Solder Connection, Dezincification Resistant Brass, 600 WOG
100-403G-LH | T-100CG-LH | 1/2" | 24.1188 | 1 | 1 |  |  | 2 Piece, Full Port, Threaded Connection, Dezincification Resistant Brass, Latch Lock, 600 WOG
100-404G-LH | T-100CG-LH | 3/4" | 35.1687 | 1 | 1 |  |  | 2 Piece, Full Port, Threaded Connection, Dezincification Resistant Brass, Latch Lock, 600 WOG
100-405G-LH | T-100CG-LH | 1" | 52.338 | 1 | 1 |  |  | 2 Piece, Full Port, Threaded Connection, Dezincification Resistant Brass, Latch Lock, 600 WOG
100-406G-LH | T-100CG-LH | 1-1/4" | 80.3589 | 1 | 1 |  |  | 2 Piece, Full Port, Threaded Connection, Dezincification Resistant Brass, Latch Lock, 600 WOG
100-407G-LH | T-100CG-LH | 1-1/2" | 115.1931 | 1 | 1 |  |  | 2 Piece, Full Port, Threaded Connection, Dezincification Resistant Brass, Latch Lock, 600 WOG
100-408G-LH | T-100CG-LH | 2" | 185.4933 | 1 | 1 |  |  | 2 Piece, Full Port, Threaded Connection, Dezincification Resistant Brass, Latch Lock, 600 WOG
100-413G-LH | S-100CG-LH | 1/2" | 24.1188 | 1 | 1 |  |  | 2 Piece, Full Port, Solder Connection, Dezincification Resistant Brass, Latch Lock, 600 WOG
100-414G-LH | S-100CG-LH | 3/4" | 35.1687 | 1 | 1 |  |  | 2 Piece, Full Port, Solder Connection, Dezincification Resistant Brass, Latch Lock, 600 WOG
100-415G-LH | S-100CG-LH | 1" | 52.338 | 1 | 1 |  |  | 2 Piece, Full Port, Solder Connection, Dezincification Resistant Brass, Latch Lock, 600 WOG
100-416G-LH | S-100CG-LH | 1-1/4" | 80.3589 | 1 | 1 |  |  | 2 Piece, Full Port, Solder Connection, Dezincification Resistant Brass, Latch Lock, 600 WOG
100-417G-LH | S-100CG-LH | 1-1/2" | 115.1931 | 1 | 1 |  |  | 2 Piece, Full Port, Solder Connection, Dezincification Resistant Brass, Latch Lock, 600 WOG
100-418G-LH | S-100CG-LH | 2" | 185.4933 | 1 | 1 |  |  | 2 Piece, Full Port, Solder Connection, Dezincification Resistant Brass, Latch Lock, 600 WOG
100-403G-IH | T-100CG-IH | 1/2" | 51.6319 | 1 | 1 |  |  | 2 Piece, Full Port, Threaded Connection, Dezincification Resistant Brass, Insulated Handle, 600 WOG
100-404G-IH | T-100CG-IH | 3/4" | 66.2122 | 1 | 1 |  |  | 2 Piece, Full Port, Threaded Connection, Dezincification Resistant Brass, Insulated Handle, 600 WOG
100-405G-IH | T-100CG-IH | 1" | 90.8142 | 1 | 1 |  |  | 2 Piece, Full Port, Threaded Connection, Dezincification Resistant Brass, Insulated Handle, 600 WOG
100-406G-IH | T-100CG-IH | 1-1/4" | 118.8351 | 1 | 1 |  |  | 2 Piece, Full Port, Threaded Connection, Dezincification Resistant Brass, Insulated Handle, 600 WOG
100-407G-IH | T-100CG-IH | 1-1/2" | 161.8823 | 1 | 1 |  |  | 2 Piece, Full Port, Threaded Connection, Dezincification Resistant Brass, Insulated Handle, 600 WOG
100-408G-IH | T-100CG-IH | 2" | 232.1825 | 1 | 1 |  |  | 2 Piece, Full Port, Threaded Connection, Dezincification Resistant Brass, Insulated Handle, 600 WOG
100-413G-IH | S-100CG-IH | 1/2" | 51.6319 | 1 | 1 |  |  | 2 Piece, Full Port, Solder Connection, Dezincification Resistant Brass, Insulated Handle, 600 WOG
100-414G-IH | S-100CG-IH | 3/4" | 66.2122 | 1 | 1 |  |  | 2 Piece, Full Port, Solder Connection, Dezincification Resistant Brass, Insulated Handle, 600 WOG
100-415G-IH | S-100CG-IH | 1" | 90.8142 | 1 | 1 |  |  | 2 Piece, Full Port, Solder Connection, Dezincification Resistant Brass, Insulated Handle, 600 WOG
100-416G-IH | S-100CG-IH | 1-1/4" | 118.8351 | 1 | 1 |  |  | 2 Piece, Full Port, Solder Connection, Dezincification Resistant Brass, Insulated Handle, 600 WOG
100-417G-IH | S-100CG-IH | 1-1/2" | 161.8823 | 1 | 1 |  |  | 2 Piece, Full Port, Solder Connection, Dezincification Resistant Brass, Insulated Handle, 600 WOG
100-418G-IH | S-100CG-IH | 2" | 232.1825 | 1 | 1 |  |  | 2 Piece, Full Port, Solder Connection, Dezincification Resistant Brass, Insulated Handle, 600 WOG
100-403SSG | T-100CSSG | 1/2" | 31.7873 | 120 | 10 | 54 | 662527308214 | Full Port, 2 Piece, Threaded Connection, Dezincification Reistant Brass with Stainles Steel Trim, 600 WOG
100-404SSG | T-100CSSG | 3/4" | 47.8256 | 72 | 12 | 55 | 662527308221 | Full Port, 2 Piece, Threaded Connection, Dezincification Reistant Brass with Stainles Steel Trim, 600 WOG
100-405SSG | T-100CSSG | 1" | 72 | 36 | 6 | 45 | 662527308238 | Full Port, 2 Piece, Threaded Connection, Dezincification Reistant Brass with Stainles Steel Trim, 600 WOG
100-406SSG | T-100CSSG | 1-1/4" | 115.0508 | 24 | 4 | 47 | 662527308207 | Full Port, 2 Piece, Threaded Connection, Dezincification Reistant Brass with Stainles Steel Trim, 600 WOG
100-407SSG | T-100CSSG | 1-1/2" | 168.1632 | 16 | 2 | 51 | 662527308245 | Full Port, 2 Piece, Threaded Connection, Dezincification Reistant Brass with Stainles Steel Trim, 600 WOG
100-408SSG | T-100CSSG | 2" | 273.9427 | 12 | 2 | 58 | 662527308252 | Full Port, 2 Piece, Threaded Connection, Dezincification Reistant Brass with Stainles Steel Trim, 600 WOG
100-413SSG | S-100CSSG | 1/2" | 31.7873 | 120 | 12 | 51 | 662527308269 | Full Port, 2 Piece, Solder Connection, Dezincification Reistant Brass with Stainles Steel Trim, 600 WOG
100-414SSG | S-100CSSG | 3/4" | 47.8256 | 72 | 12 | 57 | 662527308276 | Full Port, 2 Piece, Solder Connection, Dezincification Reistant Brass with Stainles Steel Trim, 600 WOG
100-415SSG | S-100CSSG | 1" | 72 | 36 | 6 | 47 | 662527308283 | Full Port, 2 Piece, Solder Connection, Dezincification Reistant Brass with Stainles Steel Trim, 600 WOG
100-416SSG | S-100CSSG | 1-1/4" | 115.0508 | 24 | 4 | 47 | 662527308290 | Full Port, 2 Piece, Solder Connection, Dezincification Reistant Brass with Stainles Steel Trim, 600 WOG
100-417SSG | S-100CSSG | 1-1/2" | 168.1632 | 16 | 2 | 53 | 662527308306 | Full Port, 2 Piece, Solder Connection, Dezincification Reistant Brass with Stainles Steel Trim, 600 WOG
100-418SSG | S-100CSSG | 2" | 273.9427 | 12 | 2 | 63 | 662527308313 | Full Port, 2 Piece, Solder Connection, Dezincification Reistant Brass with Stainles Steel Trim, 600 WOG
100-403SSG-LH | T-100CSSG-LH | 1/2" | 37.4108 | 1 | 1 |  |  | Full Port, 2 Piece, Threaded Connection, Dezincification Reistant Brass with Stainles Steel Trim, Latch Lock, 600 WOG
100-404SSG-LH | T-100CSSG-LH | 3/4" | 55.1995 | 1 | 1 |  |  | Full Port, 2 Piece, Threaded Connection, Dezincification Reistant Brass with Stainles Steel Trim, Latch Lock, 600 WOG
100-405SSG-LH | T-100CSSG-LH | 1" | 82.5392 | 1 | 1 |  |  | Full Port, 2 Piece, Threaded Connection, Dezincification Reistant Brass with Stainles Steel Trim, Latch Lock, 600 WOG
100-406SSG-LH | T-100CSSG-LH | 1-1/4" | 125.5988 | 1 | 1 |  |  | Full Port, 2 Piece, Threaded Connection, Dezincification Reistant Brass with Stainles Steel Trim, Latch Lock, 600 WOG
100-407SSG-LH | T-100CSSG-LH | 1-1/2" | 186.9922 | 1 | 1 |  |  | Full Port, 2 Piece, Threaded Connection, Dezincification Reistant Brass with Stainles Steel Trim, Latch Lock, 600 WOG
100-408SSG-LH | T-100CSSG-LH | 2" | 292.7707 | 1 | 1 |  |  | Full Port, 2 Piece, Threaded Connection, Dezincification Reistant Brass with Stainles Steel Trim, Latch Lock, 600 WOG
100-413SSG-LH | S-100CSSG-LH | 1/2" | 37.4108 | 1 | 1 |  |  | Full Port, 2 Piece, Solder Connection, Dezincification Reistant Brass with Stainles Steel Trim, Latch Lock 600 WOG
100-414SSG-LH | S-100CSSG-LH | 3/4" | 55.1995 | 1 | 1 |  |  | Full Port, 2 Piece, Solder Connection, Dezincification Reistant Brass with Stainles Steel Trim, Latch Lock 600 WOG
100-415SSG-LH | S-100CSSG-LH | 1" | 82.5392 | 1 | 1 |  |  | Full Port, 2 Piece, Solder Connection, Dezincification Reistant Brass with Stainles Steel Trim, Latch Lock 600 WOG
100-416SSG-LH | S-100CSSG-LH | 1-1/4" | 125.5988 | 1 | 1 |  |  | Full Port, 2 Piece, Solder Connection, Dezincification Reistant Brass with Stainles Steel Trim, Latch Lock 600 WOG
100-417SSG-LH | S-100CSSG-LH | 1-1/2" | 186.9922 | 1 | 1 |  |  | Full Port, 2 Piece, Solder Connection, Dezincification Reistant Brass with Stainles Steel Trim, Latch Lock 600 WOG
100-418SSG-LH | S-100CSSG-LH | 2" | 292.7707 | 1 | 1 |  |  | Full Port, 2 Piece, Solder Connection, Dezincification Reistant Brass with Stainles Steel Trim, Latch Lock 600 WOG
100-403SSG-IH | T-100CSSG-IH | 1/2" | 63.8462 | 1 | 1 |  |  | Full Port, 2 Piece, Threaded Connection, Dezincification Reistant Brass with Stainles Steel Trim, Insulated Handle, 600 WOG
100-404SSG-IH | T-100CSSG-IH | 3/4" | 85.0291 | 1 | 1 |  |  | Full Port, 2 Piece, Threaded Connection, Dezincification Reistant Brass with Stainles Steel Trim, Insulated Handle, 600 WOG
100-405SSG-IH | T-100CSSG-IH | 1" | 119.5412 | 1 | 1 |  |  | Full Port, 2 Piece, Threaded Connection, Dezincification Reistant Brass with Stainles Steel Trim, Insulated Handle, 600 WOG
100-406SSG-IH | T-100CSSG-IH | 1-1/4" | 162.6008 | 1 | 1 |  |  | Full Port, 2 Piece, Threaded Connection, Dezincification Reistant Brass with Stainles Steel Trim, Insulated Handle, 600 WOG
100-407SSG-IH | T-100CSSG-IH | 1-1/2" | 231.9595 | 1 | 1 |  |  | Full Port, 2 Piece, Threaded Connection, Dezincification Reistant Brass with Stainles Steel Trim, Insulated Handle, 600 WOG
100-408SSG-IH | T-100CSSG-IH | 2" | 337.738 | 1 | 1 |  |  | Full Port, 2 Piece, Threaded Connection, Dezincification Reistant Brass with Stainles Steel Trim, Insulated Handle, 600 WOG
100-413SSG-IH | S-100CSSG-IH | 1/2" | 63.8462 | 1 | 1 |  |  | Full Port, 2 Piece, Solder Connection, Dezincification Reistant Brass with Stainles Steel Trim, Insulated Hanlde, 600 WOG
100-414SSG-IH | S-100CSSG-IH | 3/4" | 85.0291 | 1 | 1 |  |  | Full Port, 2 Piece, Solder Connection, Dezincification Reistant Brass with Stainles Steel Trim, Insulated Hanlde, 600 WOG
100-415SSG-IH | S-100CSSG-IH | 1" | 119.5412 | 1 | 1 |  |  | Full Port, 2 Piece, Solder Connection, Dezincification Reistant Brass with Stainles Steel Trim, Insulated Hanlde, 600 WOG
100-416SSG-IH | S-100CSSG-IH | 1-1/4" | 162.6008 | 1 | 1 |  |  | Full Port, 2 Piece, Solder Connection, Dezincification Reistant Brass with Stainles Steel Trim, Insulated Hanlde, 600 WOG
100-417SSG-IH | S-100CSSG-IH | 1-1/2" | 231.9595 | 1 | 1 |  |  | Full Port, 2 Piece, Solder Connection, Dezincification Reistant Brass with Stainles Steel Trim, Insulated Hanlde, 600 WOG
100-418SSG-IH | S-100CSSG-IH | 2" | 337.738 | 1 | 1 |  |  | Full Port, 2 Piece, Solder Connection, Dezincification Reistant Brass with Stainles Steel Trim, Insulated Hanlde, 600 WOG
160-106G | T-100UEG | 1-1/4” | 202.1876 | 16 | 2 | 56 | 662527298188 | Full Port, 2 Piece, Single Union End, Threaded Connection, 500 WOG
160-107G | T-100UEG | 1-1/2” | 268.233 | 8 | 2 | 40 | 662527306180 | Full Port, 2 Piece, Single Union End, Threaded Connection, 500 WOG
160-108G | T-100UEG | 2” | 402.7279 | 8 | 2 | 33 | 662527306197 | Full Port, 2 Piece, Single Union End, Threaded Connection, 500 WOG
100-203G | JP-100G | 1/2" | 39.2666 | 100 | 10 | 55 | 662527293671 | Full Port, 2 Piece, Press Connection, Dezincification Resistant Brass, 250 WOG
100-204G | JP-100G | 3/4" | 50.4412 | 60 | 10 | 53 | 662527293688 | Full Port, 2 Piece, Press Connection, Dezincification Resistant Brass, 250 WOG
100-205G | JP-100G | 1" | 67.8151 | 36 | 6 | 50 | 662527293695 | Full Port, 2 Piece, Press Connection, Dezincification Resistant Brass, 250 WOG
100-206G | JP-100G | 1-1/4" | 116.4087 | 24 | 4 | 50 | 662527293701 | Full Port, 2 Piece, Press Connection, Dezincification Resistant Brass, 250 WOG
100-207G | JP-100G | 1-1/2" | 162.2977 | 10 | 1 | 38 | 662527293718 | Full Port, 2 Piece, Press Connection, Dezincification Resistant Brass, 250 WOG
100-208G | JP-100G | 2" | 277.905 | 4 | 1 | 24 | 662527293725 | Full Port, 2 Piece, Press Connection, Dezincification Resistant Brass, 250 WOG
100-203G-LH | JP-100G-LH | 1/2" | 47.6159 | 100 | 10 | 55 |  | Full Port, 2 Piece, Press Connection, Dezincification Resistant Brass, Latch Lock, 250 WOG
100-204G-LH | JP-100G-LH | 3/4" | 61.4075 | 60 | 10 | 53 |  | Full Port, 2 Piece, Press Connection, Dezincification Resistant Brass, Latch Lock, 250 WOG
100-205G-LH | JP-100G-LH | 1" | 83.4694 | 36 | 6 | 50 |  | Full Port, 2 Piece, Press Connection, Dezincification Resistant Brass, Latch Lock, 250 WOG
100-206G-LH | JP-100G-LH | 1-1/4" | 132.0646 | 24 | 4 | 50 |  | Full Port, 2 Piece, Press Connection, Dezincification Resistant Brass, Latch Lock, 250 WOG
100-207G-LH | JP-100G-LH | 1-1/2" | 190.2395 | 10 |  | 38 |  | Full Port, 2 Piece, Press Connection, Dezincification Resistant Brass, Latch Lock, 250 WOG
100-208G-LH | JP-100G-LH | 2" | 305.858 | 4 |  | 24 |  | Full Port, 2 Piece, Press Connection, Dezincification Resistant Brass, Latch Lock, 250 WOG
100-203G-IH | JP-100G-IH | 1/2" | 85.8998 | 100 | 10 | 55 |  | Full Port, 2 Piece, Press Connection, Dezincification Resistant Brass, Insulated Handle, 250 WOG
100-204G-IH | JP-100G-IH | 3/4" | 104.5757 | 60 | 10 | 53 |  | Full Port, 2 Piece, Press Connection, Dezincification Resistant Brass, Insulated Handle, 250 WOG
100-205G-IH | JP-100G-IH | 1" | 136.9607 | 36 | 6 | 50 |  | Full Port, 2 Piece, Press Connection, Dezincification Resistant Brass, Insulated Handle, 250 WOG
100-206G-IH | JP-100G-IH | 1-1/4" | 185.5558 | 24 | 4 | 50 |  | Full Port, 2 Piece, Press Connection, Dezincification Resistant Brass, Insulated Handle, 250 WOG
100-207G-IH | JP-100G-IH | 1-1/2" | 255.092 | 10 |  | 38 |  | Full Port, 2 Piece, Press Connection, Dezincification Resistant Brass, Insulated Handle, 250 WOG
100-208G-IH | JP-100G-IH | 2" | 370.6987 | 4 |  | 24 |  | Full Port, 2 Piece, Press Connection, Dezincification Resistant Brass, Insulated Handle, 250 WOG
100-209XLCG | JP-100G XLC | 2-1/2” | 512.0134 | 2 |  | 18 | 662527300713 | Full Port, 2 Piece, Press XLC Connection, Dezincification Resistant Brass, 200 WOG
100-210XLCG | JP-100G XLC | 3” | 909.4768 | 2 |  | 28 | 662527300720 | Full Port, 2 Piece, Press XLC Connection, Dezincification Resistant Brass, 200 WOG
100-211XLCG | JP-100G XLC | 4” | 1515.7168 | 1 |  | 26 | 662527300737 | Full Port, 2 Piece, Press XLC Connection, Dezincification Resistant Brass, 200 WOG
100-203SSG | JP-100SSG | 1/2" | 70.7534 | 100 | 10 | 54 | 662527307224 | Full Port, 2 Piece, Press Connection, Dezincification Resistant Brass, with Stainless Steel Ball and Stem, 250 WOG
100-204SSG | JP-100SSG | 3/4" | 90.409 | 60 | 10 | 52 | 662527307231 | Full Port, 2 Piece, Press Connection, Dezincification Resistant Brass, with Stainless Steel Ball and Stem, 250 WOG
100-205SSG | JP-100SSG | 1" | 121.5953 | 36 | 6 | 50 | 662527307248 | Full Port, 2 Piece, Press Connection, Dezincification Resistant Brass, with Stainless Steel Ball and Stem, 250 WOG
100-206SSG | JP-100SSG | 1-1/4" | 203.1559 | 24 | 4 | 51 | 662527307255 | Full Port, 2 Piece, Press Connection, Dezincification Resistant Brass, with Stainless Steel Ball and Stem, 250 WOG
100-207SSG | JP-100SSG | 1-1/2" | 283.1138 | 10 | 1 | 39 | 662527307262 | Full Port, 2 Piece, Press Connection, Dezincification Resistant Brass, with Stainless Steel Ball and Stem, 250 WOG
100-208SSG | JP-100SSG | 2" | 458.8009 | 4 | 1 | 24 | 662527307279 | Full Port, 2 Piece, Press Connection, Dezincification Resistant Brass, with Stainless Steel Ball and Stem, 250 WOG
100-209XLCSSG | JP-100SSG XLC | 2-1/2" | 622.0223 | 2 |  | 18 | 662527311757 | Full Port, 2 Piece, Press XLC Connection, Dezincification Resistant Brass, with Stainless Steel Ball and Stem 200 WOG
100-210XLCSSG | JP-100SSG XLC | 3" | 1080.6228 | 2 |  | 28 | 662527311764 | Full Port, 2 Piece, Press XLC Connection, Dezincification Resistant Brass, with Stainless Steel Ball and Stem 200 WOG
100-211XLCSSG | JP-100SSG XLC | 4" | 1732.852 | 1 |  | 26 | 662527311771 | Full Port, 2 Piece, Press XLC Connection, Dezincification Resistant Brass, with Stainless Steel Ball and Stem 200 WOG
100-203SSG-LH | JP-100SSG-LH | 1/2" | 79.1078 | 1 | 1 |  |  | Full Port, 2 Piece, Press Connection, Dezincification Resistant Brass, with Stainless Steel Ball and Stem, Latch Lock 250 WOG
100-204SSG-LH | JP-100SSG-LH | 3/4" | 101.3685 | 1 | 1 |  |  | Full Port, 2 Piece, Press Connection, Dezincification Resistant Brass, with Stainless Steel Ball and Stem, Latch Lock 250 WOG
100-205SSG-LH | JP-100SSG-LH | 1" | 137.2556 | 1 | 1 |  |  | Full Port, 2 Piece, Press Connection, Dezincification Resistant Brass, with Stainless Steel Ball and Stem, Latch Lock 250 WOG
100-206SSG-LH | JP-100SSG-LH | 1-1/4" | 218.8162 | 1 | 1 |  |  | Full Port, 2 Piece, Press Connection, Dezincification Resistant Brass, with Stainless Steel Ball and Stem, Latch Lock 250 WOG
100-207SSG-LH | JP-100SSG-LH | 1-1/2" | 311.0673 | 1 | 1 |  |  | Full Port, 2 Piece, Press Connection, Dezincification Resistant Brass, with Stainless Steel Ball and Stem, Latch Lock 250 WOG
100-208SSG-LH | JP-100SSG-LH | 2" | 486.7495 | 1 | 1 |  |  | Full Port, 2 Piece, Press Connection, Dezincification Resistant Brass, with Stainless Steel Ball and Stem, Latch Lock 250 WOG
100-203SSG-IH | JP-100SSG-IH | 1/2" | 117.3858 | 1 | 1 |  |  | Full Port, 2 Piece, Press Connection, Dezincification Resistant Brass, with Stainless Steel Ball and Stem, Insulated Handle 250 WOG
100-204SSG-IH | JP-100SSG-IH | 3/4" | 144.5396 | 1 | 1 |  |  | Full Port, 2 Piece, Press Connection, Dezincification Resistant Brass, with Stainless Steel Ball and Stem, Insulated Handle 250 WOG
100-205SSG-IH | JP-100SSG-IH | 1" | 190.7457 | 1 | 1 |  |  | Full Port, 2 Piece, Press Connection, Dezincification Resistant Brass, with Stainless Steel Ball and Stem, Insulated Handle 250 WOG
100-206SSG-IH | JP-100SSG-IH | 1-1/4" | 272.3062 | 1 | 1 |  |  | Full Port, 2 Piece, Press Connection, Dezincification Resistant Brass, with Stainless Steel Ball and Stem, Insulated Handle 250 WOG
100-207SSG-IH | JP-100SSG-IH | 1-1/2" | 375.9168 | 1 | 1 |  |  | Full Port, 2 Piece, Press Connection, Dezincification Resistant Brass, with Stainless Steel Ball and Stem, Insulated Handle 250 WOG
100-208SSG-IH | JP-100SSG-IH | 2" | 551.5991 | 1 | 1 |  |  | Full Port, 2 Piece, Press Connection, Dezincification Resistant Brass, with Stainless Steel Ball and Stem, Insulated Handle 250 WOG
100-753G | T-100HCG | 1/2" | 33.2115 | 100 | 10 | 46 | 662527313904 | Full Port, 2 Piece, Threaded Connection, Dezincification Resistant Brass, with 3/4 hose
100-754G | T-100HCG | 3/4" | 44.6985 | 60 | 10 | 60 | 662527313928 | Full Port, 2 Piece, Threaded Connection, Dezincification Resistant Brass, with 3/4 hose
100-773G | JP-100HCG | 1/2" | 41.2965 | 100 | 10 | 63 | 662527313911 | Full Port, 2 Piece, Press Connection, Dezincification Resistant Brass, with 3/4 hose
100-774G | JP-100HCG | 3/4" | 52.7835 | 60 | 10 | 75 | 662527313935 | Full Port, 2 Piece, Press Connection, Dezincification Resistant Brass, with 3/4 hose
810-504G | TWV-3W-KIT-G | 3/4" | 187.0285 | 14 | 14 | 47 | 662527292285 | Tankless Water Heater Valve Kit, 3-Way Ball, Standard Port, 600 WOG
810-514G | TWV-3W-KIT-G | 3/4" | 187.0285 | 14 | 14 | 41 | 662527292292 | Tankless Water Heater Valve Kit, 3-Way Ball, Standard Port, 600 WOG
810-524G | TWV-3W-KIT-G | 3/4” | 192.9831 |  | 12 |  | 662527298164 | Tankless Water Heater Valve Kit, 3-Way Ball, Standard Port, 600 WOG
810-505G | TWV-3W-KIT-G-1 | 1" | 287.4656 | 12 |  | 48 | 662527295170 | Tankless Water Heater Valve Kit, 3-Way Ball, Standard Port, 600 WOG
810-604G | TWV-3W-KIT-G W/O RV PORT | 3/4" | 151.0452 | 40 |  | 66 | 662527311689 | Tankless Water Heater Valve Kit, 3-Way Ball, Standard Port, 600 WOG
810-614G | TWV-3W-KIT-G W/O RV PORT | 3/4" | 151.0452 | 40 |  | 66 | 662527311696 | Tankless Water Heater Valve Kit, 3-Way Ball, Standard Port, 600 WOG
100-101SSG | JF-100TG | 1/4" | 12.4566 | 120 | 10 | 40 | 662527299413 | Full Port, 2 Piece, Threaded Connection, 600 WOG, Stainless Steel Ball and Stem
100-102SSG | JF-100TG | 3/8" | 12.5195 | 120 | 10 | 40 | 662527299420 | Full Port, 2 Piece, Threaded Connection, 600 WOG, Stainless Steel Ball and Stem
100-103SSG | JF-100TG | 1/2" | 16.488 | 100 | 10 | 49 | 662527298843 | Full Port, 2 Piece, Threaded Connection, 600 WOG, Stainless Steel Ball and Stem
100-104SSG | JF-100TG | 3/4" | 25.858 | 80 | 10 | 65 | 662527298850 | Full Port, 2 Piece, Threaded Connection, 600 WOG, Stainless Steel Ball and Stem
100-105SSG | JF-100TG | 1" | 40.2988 | 48 | 8 | 57 | 662527298867 | Full Port, 2 Piece, Threaded Connection, 600 WOG, Stainless Steel Ball and Stem
100-106SSG | JF-100TG | 1-1/4" | 65.6055 | 36 | 4 | 69 | 662527298874 | Full Port, 2 Piece, Threaded Connection, 600 WOG, Stainless Steel Ball and Stem
100-107SSG | JF-100TG | 1-1/2" | 88.1092 | 24 | 2 | 61 | 662527298881 | Full Port, 2 Piece, Threaded Connection, 600 WOG, Stainless Steel Ball and Stem
100-108SSG | JF-100TG | 2" | 136.8173 | 12 | 3 | 46 | 662527298898 | Full Port, 2 Piece, Threaded Connection, 600 WOG, Stainless Steel Ball and Stem
100-109SSG | JF-100TG | 2-1/2” | 330.7364 | 6 | 1 | 49 | 662527299437 | Full Port, 2 Piece, Threaded Connection, 600 WOG, Stainless Steel Ball and Stem
100-110SSG | JF-100TG | 3” | 499.2856 | 6 |  | 69 | 662527299444 | Full Port, 2 Piece, Threaded Connection, 600 WOG, Stainless Steel Ball and Stem
100-111SSG | JF-100TG | 4” | 861.9429 | 2 |  | 40 | 662527299451 | Full Port, 2 Piece, Threaded Connection, 600 WOG, Stainless Steel Ball and Stem
100-113SSG | JF-100SG | 1/2" | 15.5746 | 100 | 10 | 43 | 662527298904 | Full Port, 2 Piece, Solder Connection, 600 WOG, Stainless Steel Ball and Stem
100-114SSG | JF-100SG | 3/4" | 24.6454 | 80 | 10 | 58 | 662527298911 | Full Port, 2 Piece, Solder Connection, 600 WOG, Stainless Steel Ball and Stem
100-115SSG | JF-100SG | 1" | 37.8106 | 48 | 8 | 53 | 662527298928 | Full Port, 2 Piece, Solder Connection, 600 WOG, Stainless Steel Ball and Stem
100-116SSG | JF-100SG | 1-1/4" | 63.8575 | 36 | 4 | 69 | 662527298935 | Full Port, 2 Piece, Solder Connection, 600 WOG, Stainless Steel Ball and Stem
100-117SSG | JF-100SG | 1-1/2" | 89.8572 | 24 | 2 | 57 | 662527298942 | Full Port, 2 Piece, Solder Connection, 600 WOG, Stainless Steel Ball and Stem
100-118SSG | JF-100SG | 2" | 138.4236 | 12 | 3 | 46 | 662527298959 | Full Port, 2 Piece, Solder Connection, 600 WOG, Stainless Steel Ball and Stem
100-119SSG | JF-100SG | 2-1/2” | 329.886 | 6 |  | 44 | 662527299468 | Full Port, 2 Piece, Solder Connection, 600 WOG, Stainless Steel Ball and Stem
100-120SSG | JF-100SG | 3” | 493.7739 | 6 |  | 55 | 662527299475 | Full Port, 2 Piece, Solder Connection, 600 WOG, Stainless Steel Ball and Stem
100-121SSG | JF-100SG | 4” | 857.1713 | 2 |  | 35 | 662527299482 | Full Port, 2 Piece, Solder Connection, 600 WOG, Stainless Steel Ball and Stem
100-101SSGLH | JF-100TG-LH | 1/4" | 13.7104 | 120 | 10 | 40 | 662527299918 | Full Port, 2 Piece, Threaded Connection, 60 WOG, Stainless Steel Ball and Stem with Latch Lock Handle
100-102SSGLH | JF-100TG-LH | 3/8" | 13.7802 | 120 | 10 | 40 | 662527299925 | Full Port, 2 Piece, Threaded Connection, 60 WOG, Stainless Steel Ball and Stem with Latch Lock Handle
100-103SSGLH | JF-100TG-LH | 1/2" | 17.9221 | 100 | 10 | 50 | 662527299932 | Full Port, 2 Piece, Threaded Connection, 60 WOG, Stainless Steel Ball and Stem with Latch Lock Handle
100-104SSGLH | JF-100TG-LH | 3/4" | 27.317 | 80 | 10 | 67 | 662527299949 | Full Port, 2 Piece, Threaded Connection, 60 WOG, Stainless Steel Ball and Stem with Latch Lock Handle
100-105SSGLH | JF-100TG-LH | 1" | 42.9522 | 48 | 8 | 62 | 662527299956 | Full Port, 2 Piece, Threaded Connection, 60 WOG, Stainless Steel Ball and Stem with Latch Lock Handle
100-106SSGLH | JF-100TG-LH | 1-1/4" | 69.7244 | 36 | 4 | 68 | 662527299963 | Full Port, 2 Piece, Threaded Connection, 60 WOG, Stainless Steel Ball and Stem with Latch Lock Handle
100-107SSGLH | JF-100TG-LH | 1-1/2" | 91.713 | 24 | 2 | 61 | 662527299970 | Full Port, 2 Piece, Threaded Connection, 60 WOG, Stainless Steel Ball and Stem with Latch Lock Handle
100-108SSGLH | JF-100TG-LH | 2" | 141.3005 | 12 | 3 | 44 | 662527299987 | Full Port, 2 Piece, Threaded Connection, 60 WOG, Stainless Steel Ball and Stem with Latch Lock Handle
100-109SSGLH | JF-100TG-LH | 2-1/2” | 335.4275 | 6 |  | 49 | 662527299994 | Full Port, 2 Piece, Threaded Connection, 60 WOG, Stainless Steel Ball and Stem with Latch Lock Handle
100-110SSGLH | JF-100TG-LH | 3” | 506.375 | 6 |  | 69 | 662527300003 | Full Port, 2 Piece, Threaded Connection, 60 WOG, Stainless Steel Ball and Stem with Latch Lock Handle
100-111SSGLH | JF-100TG-LH | 4" | 906.4669 | 2 |  | 40 | 662527303899 | Full Port, 2 Piece, Threaded Connection, 60 WOG, Stainless Steel Ball and Stem with Latch Lock Handle
100-113SSGLH | JF-100SG-LH | 1/2" | 16.0548 | 100 | 10 | 45 | 662527300010 | Full Port, 2 Piece, Solder Connection, 600 WOG, Stainless Steel Ball and Stem with Latch Lock Handle
100-114SSGLH | JF-100SG-LH | 3/4" | 25.7518 | 80 | 10 | 67 | 662527300027 | Full Port, 2 Piece, Solder Connection, 600 WOG, Stainless Steel Ball and Stem with Latch Lock Handle
100-115SSGLH | JF-100SG-LH | 1" | 39.2519 | 48 | 8 | 53 | 662527300034 | Full Port, 2 Piece, Solder Connection, 600 WOG, Stainless Steel Ball and Stem with Latch Lock Handle
100-116SSGLH | JF-100SG-LH | 1-1/4" | 69.2096 | 36 | 4 | 68 | 662527300041 | Full Port, 2 Piece, Solder Connection, 600 WOG, Stainless Steel Ball and Stem with Latch Lock Handle
100-117SSGLH | JF-100SG-LH | 1-1/2" | 91.6199 | 24 | 2 | 62 | 662527300058 | Full Port, 2 Piece, Solder Connection, 600 WOG, Stainless Steel Ball and Stem with Latch Lock Handle
100-118SSGLH | JF-100SG-LH | 2" | 140.6474 | 12 | 3 | 47 | 662527300065 | Full Port, 2 Piece, Solder Connection, 600 WOG, Stainless Steel Ball and Stem with Latch Lock Handle
100-119SSGLH | JF-100SG-LH | 2-1/2” | 333.6188 | 6 |  | 44 | 662527300072 | Full Port, 2 Piece, Solder Connection, 600 WOG, Stainless Steel Ball and Stem with Latch Lock Handle
100-120SSGLH | JF-100SG-LH | 3” | 476.3867 | 6 |  | 55 | 662527300089 | Full Port, 2 Piece, Solder Connection, 600 WOG, Stainless Steel Ball and Stem with Latch Lock Handle
100-121SSGLH | JF-100SG-LH | 4” | 857.1237 | 2 |  | 35 | 662527303882 | Full Port, 2 Piece, Solder Connection, 600 WOG, Stainless Steel Ball and Stem with Latch Lock Handle
150-203G | JP-150G | 1/2” | 24.7895 | 100 | 10 | 54 | 662527307460 | Full Port, 2 Piece, Press Connection, 250 WOG
150-204G | JP-150G | 3/4” | 39.9153 | 60 | 10 | 52 | 662527307477 | Full Port, 2 Piece, Press Connection, 250 WOG
150-205G | JP-150G | 1” | 55.6904 | 36 | 6 | 49 | 662527307484 | Full Port, 2 Piece, Press Connection, 250 WOG
150-206G | JP-150G | 1-1/4” | 89.2268 | 24 | 4 | 50 | 662527307491 | Full Port, 2 Piece, Press Connection, 250 WOG
150-207G | JP-150G | 1-1/2” | 133.1145 | 10 | 1 | 38 | 662527307507 | Full Port, 2 Piece, Press Connection, 250 WOG
150-208G | JP-150G | 2” | 203.3577 | 4 | 1 | 24 | 662527307514 | Full Port, 2 Piece, Press Connection, 250 WOG
150-209XLCG | JP-150G XLC | 2-1/2" | 410.2945 | 4 | 1 | 24 | 662527309730 | Full Port, 2 Piece, Press Connection, 250 WOG
150-210XLCG | JP-150G XLC | 3" | 624.4766 | 4 | 1 | 24 | 662527309754 | Full Port, 2 Piece, Press Connection, 250 WOG
150-211XLCG | JP-150G XLC | 4" | 1219.7655 | 4 | 1 | 24 | 662527309747 | Full Port, 2 Piece, Press Connection, 250 WOG
150-603G | S-155G | 1/2" | 22.6485 | 54 | 6 | 29 | 662527314109 | Full Port, 2 Piece, LF Brass, CPVC Connection, 150 PSI
150-604G | S-155G | 3/4" | 34.2195 | 48 | 4 | 40 | 662527314116 | Full Port, 2 Piece, LF Brass, CPVC Connection, 150 PSI
150-605G | S-155G | 1" | 57.2145 | 18 | 2 | 26 | 662527314123 | Full Port, 2 Piece, LF Brass, CPVC Connection, 150 PSI
150-663G | S-165G | 1/2" | 25.6725 | 54 | 6 | 31 | 662527314130 | Full Port, 2 Piece, LF Brass, CPVC Connection, 150 PSI, with Drain
150-664G | S-165G | 3/4" | 37.7475 | 48 | 4 | 41 | 662527314147 | Full Port, 2 Piece, LF Brass, CPVC Connection, 150 PSI, with Drain
150-665G | S-165G | 1" | 62.622 | 18 | 2 | 26 | 662527314154 | Full Port, 2 Piece, LF Brass, CPVC Connection, 150 PSI, with Drain
150-563G | JP-150G Press x FIP | 1/2" | 22.5359 | 100 | 10 | 46 | 662527314321 | Full Port, 2 Piece, Press x FIP Connection, 250 WOG
150-564G | JP-150G Press x FIP | 3/4" | 36.2866 | 60 | 10 | 47 | 662527314338 | Full Port, 2 Piece, Press x FIP Connection, 250 WOG
150-565G | JP-150G Press x FIP | 1" | 50.6276 | 40 | 8 | 34 | 662527314345 | Full Port, 2 Piece, Press x FIP Connection, 250 WOG
150-573G | JP-150G Press x MIP | 1/2" | 22.5359 | 100 | 10 | 30 | 662527314352 | Full Port, 2 Piece, Press x MIP Connection, 250 WOG
150-574G | JP-150G Press x MIP | 3/4" | 36.2866 | 60 | 10 | 34 | 662527314369 | Full Port, 2 Piece, Press x MIP Connection, 250 WOG
150-575G | JP-150G Press x MIP | 1" | 50.6276 | 40 | 8 | 49 | 662527314376 | Full Port, 2 Piece, Press x MIP Connection, 250 WOG
150-103G | T-150G | 1/2” | 15.1765 | 100 | 10 | 48 | 662527305633 | Full Port, 2 Piece, Threaded Connection, 600 WOG
150-104G | T-150G | 3/4” | 23.1758 | 64 | 8 | 46 | 662527305640 | Full Port, 2 Piece, Threaded Connection, 600 WOG
150-105G | T-150G | 1” | 35.6208 | 48 | 6 | 52 | 662527305657 | Full Port, 2 Piece, Threaded Connection, 600 WOG
150-106G | T-150G | 1-1/4” | 57.4169 | 20 | 2 | 38 | 662527305664 | Full Port, 2 Piece, Threaded Connection, 600 WOG
150-107G | T-150G | 1-1/2” | 80.8994 | 16 | 2 | 40 | 662527305671 | Full Port, 2 Piece, Threaded Connection, 600 WOG
150-108G | T-150G | 2” | 124.199 | 8 | 2 | 30 | 662527305688 | Full Port, 2 Piece, Threaded Connection, 600 WOG
150-109G | T-150G | 2-1/2” | 293.4953 | 6 | 1 | 41 | 662527306418 | Full Port, 2 Piece, Threaded Connection, 600 WOG
150-110G | T-150G | 3” | 411.6042 | 6 | 1 | 55 | 662527306425 | Full Port, 2 Piece, Threaded Connection, 600 WOG
150-111G | T-150G | 4” | 714.172 | 2 | 1 | 33 | 662527306432 | Full Port, 2 Piece, Threaded Connection, 600 WOG
150-113G | S-150G | 1/2” | 13.8804 | 100 | 10 | 43 | 662527305695 | Full Port, 2 Piece, Solder Connectiopn, 600 WOG
150-114G | S-150G | 3/4” | 22.6462 | 64 | 8 | 46 | 662527305701 | Full Port, 2 Piece, Solder Connectiopn, 600 WOG
150-115G | S-150G | 1” | 35.3978 | 48 | 6 | 58 | 662527305718 | Full Port, 2 Piece, Solder Connectiopn, 600 WOG
150-116G | S-150G | 1-1/4” | 55.2847 | 20 | 2 | 36 | 662527305725 | Full Port, 2 Piece, Solder Connectiopn, 600 WOG
150-117G | S-150G | 1-1/2” | 80.2165 | 16 | 2 | 39 | 662527305732 | Full Port, 2 Piece, Solder Connectiopn, 600 WOG
150-118G | S-150G | 2” | 122.9865 | 8 | 2 | 30 | 662527305749 | Full Port, 2 Piece, Solder Connectiopn, 600 WOG
150-119G | S-150G | 2-1/2” | 293.2027 | 6 | 1 | 38 | 662527306449 | Full Port, 2 Piece, Solder Connectiopn, 600 WOG
150-120G | S-150G | 3” | 410.5869 | 6 | 1 | 50 | 662527306456 | Full Port, 2 Piece, Solder Connectiopn, 600 WOG
150-121G | S-150G | 4” | 713.7679 | 2 | 1 | 32 | 662527306463 | Full Port, 2 Piece, Solder Connectiopn, 600 WOG
150-103GEH | T-150G-EH | 1/2" | 27.1588 | 100 | 10 | 48 | 662527311580 | Full Port, 2 Piece, Threaded Connection, with Stem Extension 600 WOG
150-104GEH | T-150G-EH | 3/4" | 44.4953 | 64 | 8 | 46 | 662527311597 | Full Port, 2 Piece, Threaded Connection, with Stem Extension 600 WOG
150-105GEH | T-150G-EH | 1" | 56.9501 | 48 | 6 | 52 | 662527311603 | Full Port, 2 Piece, Threaded Connection, with Stem Extension 600 WOG
150-113GEH | S-150G-EH | 1/2" | 27.1588 | 100 | 10 | 43 | 662527311610 | Full Port, 2 Piece, Solder Connection, with Stem Extension 600 WOG
150-114GEH | S-150G-EH | 3/4" | 44.4953 | 64 | 8 | 46 | 662527311627 | Full Port, 2 Piece, Solder Connection, with Stem Extension 600 WOG
150-115GEH | S-150G-EH | 1" | 56.9501 | 48 | 6 | 58 | 662527311634 | Full Port, 2 Piece, Solder Connection, with Stem Extension 600 WOG
100-633G | T-110G | 1/2" | 19.2479 | 120 | 10 | 51 | 662527298195 | Full Port, 2 Piece, Threaded Connection, 600 WOG, Stainless Steel Ball and Stem with Drain
100-634G | T-110G | 3/4" | 28.8816 | 80 | 10 | 47 | 662527298201 | Full Port, 2 Piece, Threaded Connection, 600 WOG, Stainless Steel Ball and Stem with Drain
100-635G | T-110G | 1" | 43.4197 | 36 | 6 | 43 | 662527298218 | Full Port, 2 Piece, Threaded Connection, 600 WOG, Stainless Steel Ball and Stem with Drain
100-643G | S-110G | 1/2" | 18.8392 | 120 | 10 | 51 | 662527298225 | Full Port, 2 Piece, Solder Connection, 600 WOG, Stainless Steel Ball and Stem with Drain
100-644G | S-110G | 3/4" | 28.2199 | 80 | 10 | 61 | 662527298232 | Full Port, 2 Piece, Solder Connection, 600 WOG, Stainless Steel Ball and Stem with Drain
100-645G | S-110G | 1" | 43.167 | 48 | 8 | 43 | 662527298249 | Full Port, 2 Piece, Solder Connection, 600 WOG, Stainless Steel Ball and Stem with Drain
150-233G | JP-110G | 1/2" | 30.6845 | 100 | 10 | 51 | 662527307132 | Full Port, 2 Piece, Press Connection, 400 WOG, Stainless Steel Ball and Stem with Drain
150-234G | JP-110G | 3/4" | 41.9433 | 60 | 10 | 51 | 662527307149 | Full Port, 2 Piece, Press Connection, 400 WOG, Stainless Steel Ball and Stem with Drain
150-235G | JP-110G | 1" | 57.5493 | 40 | 8 | 50 | 662527307156 | Full Port, 2 Piece, Press Connection, 400 WOG, Stainless Steel Ball and Stem with Drain
102-653G | C-402G | 1/2" | 24.434 | 100 | 10 | 60 | 662527298256 | Full Port, 2 Piece, Compression Connection, 600 WOG, Stainless Steel Ball and Stem with Drain
102-654G | C-402G | 3/4" | 35.1402 | 80 | 10 | 61 | 662527298263 | Full Port, 2 Piece, Compression Connection, 600 WOG, Stainless Steel Ball and Stem with Drain
102-655G | C-402G | 1" | 52.6396 | 48 | 6 | 71 | 662527298270 | Full Port, 2 Piece, Compression Connection, 600 WOG, Stainless Steel Ball and Stem with Drain
100-080RVSSG | JF-100RVG NPT | 3/4" | 69.8341 | 120 | 10 | 40 | 662527310200 | Full Port, 2 Piece, Threaded Connection, 600 WOG, LF Thermal Expansion Ball Valve
100-100RVSSG | JF-100RVG NPT | 3/4" | 69.8341 | 120 | 10 | 40 | 662527310217 | Full Port, 2 Piece, Threaded Connection, 600 WOG, LF Thermal Expansion Ball Valve
100-125RVSSG | JF-100RVG NPT | 3/4" | 69.8341 | 120 | 10 | 40 | 662527310224 | Full Port, 2 Piece, Threaded Connection, 600 WOG, LF Thermal Expansion Ball Valve
101-080RVSSG | JF-100RVG CXC | 3/4" | 69.2627 | 120 | 10 | 40 | 662527310231 | Full Port, 2 Piece, Solder Connection, 600 WOG, LF Thermal Expansion Ball Valve
101-100RVSSG | JF-100RVG CXC | 3/4" | 69.2627 | 120 | 10 | 40 | 662527310248 | Full Port, 2 Piece, Solder Connection, 600 WOG, LF Thermal Expansion Ball Valve
101-125RVSSG | JF-100RVG CXC | 3/4" | 69.2627 | 120 | 10 | 40 | 662527310255 | Full Port, 2 Piece, Solder Connection, 600 WOG, LF Thermal Expansion Ball Valve
103-080RVSSG | JF-100RVG CRIMP PEX | 3/4" | 67.9805 | 120 | 10 | 40 | 662527310293 | Standard Port, 2 Piece, Crimp Pex Connection, 400 WOG, LF Thermal Expansion Ball Valve
103-100RVSSG | JF-100RVG CRIMP PEX | 3/4" | 67.9805 | 120 | 10 | 40 | 662527310309 | Standard Port, 2 Piece, Crimp Pex Connection, 400 WOG, LF Thermal Expansion Ball Valve
103-125RVSSG | JF-100RVG CRIMP PEX | 3/4" | 67.9805 | 120 | 10 | 40 | 662527310316 | Standard Port, 2 Piece, Crimp Pex Connection, 400 WOG, LF Thermal Expansion Ball Valve
104-080RVSSG | JF-100RVG EXP PEX | 3/4" | 69.8341 | 120 | 10 | 40 | 662527310323 | Standard Port, 2 Piece, Expansion Pex Connection, 400 WOG, LF Thermal Expansion Ball Valve
104-100RVSSG | JF-100RVG EXP PEX | 3/4" | 69.8341 | 120 | 10 | 40 | 662527310330 | Standard Port, 2 Piece, Expansion Pex Connection, 400 WOG, LF Thermal Expansion Ball Valve
104-125RVSSG | JF-100RVG EXP PEX | 3/4" | 69.8341 | 120 | 10 | 40 | 662527310347 | Standard Port, 2 Piece, Expansion Pex Connection, 400 WOG, LF Thermal Expansion Ball Valve
104-523PG | T-422G | 1/2" | 14.2717 | 120 | 10 | 41 | 662527304391 | Standard Port, 2 Piece, Expansion Pex Connection, 400 WOG
104-524PG | T-422G | 3/4" | 22.8123 | 100 | 10 | 51 | 662527304407 | Standard Port, 2 Piece, Expansion Pex Connection, 400 WOG
104-525PG | T-422G | 1" | 35.9494 | 54 | 6 | 48 | 662527304414 | Standard Port, 2 Piece, Expansion Pex Connection, 400 WOG
104-526PG | T-422G | 1-1/4" | 53.5439 | 36 | 6 | 49 | 662527304421 | Standard Port, 2 Piece, Expansion Pex Connection, 400 WOG
104-527PG | T-422G | 1-1/2" | 80.8146 | 24 | 4 | 48 | 662527304438 | Standard Port, 2 Piece, Expansion Pex Connection, 400 WOG
104-528PG | T-422G | 2" | 159.0012 | 12 | 2 | 40 | 662527304445 | Standard Port, 2 Piece, Expansion Pex Connection, 400 WOG
104-529PG | T-422G | 2-1/2” | 313.7391 | 6 | 1 | 34 | 662527306210 | Standard Port, 2 Piece, Expansion Pex Connection, 400 WOG
104-530PG | T-422G | 3” | 518.7305 | 6 | 1 | 61 | 662527306227 | Standard Port, 2 Piece, Expansion Pex Connection, 400 WOG
114-523PG | T-422G | 1/2" | 16.0172 | 120 | 10 | 35 | 662527306685 | Standard Port, 2 Piece, Expansion Pex Connection, 400 WOG
114-524PG | T-422G | 3/4" | 24.7556 | 100 | 10 | 40 | 662527306692 | Standard Port, 2 Piece, Expansion Pex Connection, 400 WOG
114-525PG | T-422G | 1" | 37.8925 | 54 | 6 | 40 | 662527306708 | Standard Port, 2 Piece, Expansion Pex Connection, 400 WOG
104-533PG | S-422G | 1/2" | 14.2803 | 120 | 10 | 38 | 662527304636 | Standard Port, 2 Piece, Solder x Expansion Pex Connection, 400 WOG
104-534PG | S-422G | 3/4" | 22.0292 | 100 | 10 | 47 | 662527304469 | Standard Port, 2 Piece, Solder x Expansion Pex Connection, 400 WOG
104-535PG | S-422G | 1" | 34.787 | 54 | 6 | 40 | 662527309167 | Standard Port, 2 Piece, Solder x Expansion Pex Connection, 400 WOG
114-533PG | S-422G | 1/2" | 16.0367 | 120 | 10 | 32 | 662527306715 | Standard Port, 2 Piece, Solder x Expansion Pex Connection, 400 WOG
114-534PG | S-422G | 3/4" | 23.9772 | 100 | 10 | 43 | 662527306722 | Standard Port, 2 Piece, Solder x Expansion Pex Connection, 400 WOG
104-534MPG | T-422 MIP | 3/4” | 22.9684 | 100 | 10 | 50 | 662527304452 | Standard Port, 2 Piece, Threaded Male x Expansion Pex Connection, 400 WOG
114-534MPG | T-422 MIP | 3/4” | 25.2428 | 100 | 10 | 45 | 662527306739 | Standard Port, 2 Piece, Threaded Male x Expansion Pex Connection, 400 WOG
104-554PG | T-422 FIP | 3/4" | 22.6893 | 120 | 10 | 51 | 662527305145 | Standard Port, 2 Piece, Threaded Female x Expansion Pex Connection, 400 WOG
104-555PG | T-422 FIP | 1" | 34.8011 | 54 | 6 | 48 | 662527305565 | Standard Port, 2 Piece, Threaded Female x Expansion Pex Connection, 400 WOG
114-554PG | T-422 FIP | 3/4" | 24.6389 | 120 | 10 | 49 | 662527306746 | Standard Port, 2 Piece, Threaded Female x Expansion Pex Connection, 400 WOG
114-555PG | T-422 FIP | 1" | 36.7442 | 54 | 6 | 43 | 662527306753 | Standard Port, 2 Piece, Threaded Female x Expansion Pex Connection, 400 WOG
104-563PG | T-422G Press x Expansion | 1/2" | 22.5359 | 100 | 10 | 47 | 662527309136 | Standard Port, 2 Piece, Press x Expansion Pex Connection, 240 WOG
104-564PG | T-422G Press x Expansion | 3/4" | 36.2866 | 100 | 10 | 47 | 662527309143 | Standard Port, 2 Piece, Press x Expansion Pex Connection, 240 WOG
104-565PG | T-422G Press x Expansion | 1" | 50.6276 | 100 | 10 | 47 | 662527309150 | Standard Port, 2 Piece, Press x Expansion Pex Connection, 240 WOG
104-543PG | T-423G | 1/2" | 17.4221 | 120 | 10 | 51 | 662527305121 | Standard Port, 2 Piece, Expansion Pex Connection, 400 WOG, with Drain
104-544PG | T-423G | 3/4" | 26.6484 | 100 | 10 | 63 | 662527305138 | Standard Port, 2 Piece, Expansion Pex Connection, 400 WOG, with Drain
104-545PG | T-423G | 1" | 35.941 | 100 | 10 | 49 | 662527309051 | Standard Port, 2 Piece, Expansion Pex Connection, 400 WOG, with Drain
114-543PG | T-423G | 1/2" | 18.6349 | 120 | 10 | 40 | 662527306760 | Standard Port, 2 Piece, Expansion Pex Connection, 400 WOG, with Drain
114-544PG | T-423G | 3/4" | 27.7404 | 100 | 10 | 40 | 662527306777 | Standard Port, 2 Piece, Expansion Pex Connection, 400 WOG, with Drain
103-523PG | T-412G | 1/2" | 11.5809 | 120 | 10 | 35 | 662527293633 | Standard Port, 2 Piece, Crimp Pex Connection, 400 WOG
103-524PG | T-412G | 3/4" | 17.7128 | 120 | 10 | 54 | 662527293640 | Standard Port, 2 Piece, Crimp Pex Connection, 400 WOG
103-525PG | T-412G | 1" | 26.3672 | 54 | 6 | 35 | 662527293657 | Standard Port, 2 Piece, Crimp Pex Connection, 400 WOG
103-526PG | T-412G | 1-1/4" | 48.8607 | 60 | 10 | 57 | 662527304612 | Standard Port, 2 Piece, Crimp Pex Connection, 400 WOG
103-527PG | T-412G | 1-1/2" | 69.9677 | 24 | 4 | 34 | 662527309709 | Standard Port, 2 Piece, Crimp Pex Connection, 400 WOG
103-528PG | T-412G | 2" | 137.6677 | 12 | 2 | 29 | 662527309716 | Standard Port, 2 Piece, Crimp Pex Connection, 400 WOG
113-523PG | T-412G | 1/2" | 13.1 | 120 | 10 | 28 | 662527306784 | Standard Port, 2 Piece, Crimp Pex Connection, 400 WOG
113-524PG | T-412G | 3/4" | 20.0402 | 120 | 10 | 49 | 662527306791 | Standard Port, 2 Piece, Crimp Pex Connection, 400 WOG
113-525PG | T-412G | 1" | 28.7085 | 54 | 6 | 33 | 662527306807 | Standard Port, 2 Piece, Crimp Pex Connection, 400 WOG
103-533PG | S-412G | 1/2" | 14.1173 | 120 | 10 | 31 | 662527293664 | Standard Port, 2 Piece, Solder x Crimp Pex Connection, 400 WOG
103-534PG | S-412G | 3/4" | 21.9076 | 120 | 10 | 54 | 662527293626 | Standard Port, 2 Piece, Solder x Crimp Pex Connection, 400 WOG
103-535PG | S-412G | 1" | 32.8893 | 54 | 6 | 40 | 662527304650 | Standard Port, 2 Piece, Solder x Crimp Pex Connection, 400 WOG
113-533PG | S-412G | 1/2" | 15.8593 | 120 | 10 | 25 | 662527306814 | Standard Port, 2 Piece, Solder x Crimp Pex Connection, 400 WOG
113-534PG | S-412G | 3/4" | 24.2489 | 120 | 10 | 49 | 662527306821 | Standard Port, 2 Piece, Solder x Crimp Pex Connection, 400 WOG
113-535PG | S-412G | 1" | 34.5617 | 54 | 6 | 33 | 662527306838 | Standard Port, 2 Piece, Solder x Crimp Pex Connection, 400 WOG
103-534MPG | T-412G MIP | 3/4” | 24.141 | 120 | 10 | 59 | 662527299581 | Standard Port, 2 Piece, Threaded Male x Crimp Pex Connection, 400 WOG
113-534MPG | T-412G MIP | 3/4” | 26.4671 | 120 | 10 | 54 | 662527306845 | Standard Port, 2 Piece, Threaded Male x Crimp Pex Connection, 400 WOG
103-554PG | T-412G FIP | 3/4” | 20.3823 | 120 | 10 | 53 | 662527305176 | Standard Port,2 Piece, Threaded Female x Crimp Pex Connection, 400 WOG
103-555PG | T-412G FIP | 1” | 29.7239 | 54 | 6 | 43 | 662527305558 | Standard Port,2 Piece, Threaded Female x Crimp Pex Connection, 400 WOG
113-554PG | T-412G FIP | 3/4” | 21.8798 | 120 | 10 | 53 | 662527306852 | Standard Port,2 Piece, Threaded Female x Crimp Pex Connection, 400 WOG
113-555PG | T-412G FIP | 1” | 32.6245 | 54 | 6 | 53 | 662527306869 | Standard Port,2 Piece, Threaded Female x Crimp Pex Connection, 400 WOG
103-563PG | T-412G Press x Crimp | 1/2" | 22.5359 | 100 | 10 | 43 | 662527314291 | Standard Port, 2 Piece, Crimp Pex x Press Connection, 400 WOG
103-564PG | T-412G Press x Crimp | 3/4" | 36.2866 | 60 | 10 | 41 | 662527314307 | Standard Port, 2 Piece, Crimp Pex x Press Connection, 400 WOG
103-565PG | T-412G Press x Crimp | 1" | 50.6276 | 40 | 8 | 46 | 662527314314 | Standard Port, 2 Piece, Crimp Pex x Press Connection, 400 WOG
103-543PG | T-413G | 1/2" | 17.3943 | 120 | 10 | 36 | 662527305152 | Standard Port, 2 Piece, Crimp Pex Connection, 400 WOG, with Drain
103-544PG | T-413G | 3/4" | 23.339 | 120 | 10 | 53 | 662527305169 | Standard Port, 2 Piece, Crimp Pex Connection, 400 WOG, with Drain
113-543PG | T-413G | 1/2" | 18.5537 | 120 | 10 | 36 | 662527306876 | Standard Port, 2 Piece, Crimp Pex Connection, 400 WOG, with Drain
113-544PG | T-413G | 3/4" | 24.5528 | 120 | 10 | 36 | 662527306883 | Standard Port, 2 Piece, Crimp Pex Connection, 400 WOG, with Drain
100-131G | JF-100GMxF | 1/4" | 14.9166 | 120 | 10 | 60 | 662527298287 | Full Port, 2 Piece, Male x Female Connection, 600 WOG, Stainless Steel Ball and Stem
100-132G | JF-100GMxF | 3/8" | 15.1076 | 120 | 10 | 60 | 662527298294 | Full Port, 2 Piece, Male x Female Connection, 600 WOG, Stainless Steel Ball and Stem
100-133G | JF-100GMxF | 1/2" | 21.3276 | 100 | 10 | 50 | 662527298300 | Full Port, 2 Piece, Male x Female Connection, 600 WOG, Stainless Steel Ball and Stem
100-134G | JF-100GMxF | 3/4" | 32.1329 | 80 | 10 | 60 | 662527298317 | Full Port, 2 Piece, Male x Female Connection, 600 WOG, Stainless Steel Ball and Stem
100-135G | JF-100GMxF | 1" | 46.6461 | 48 | 8 | 58 | 662527298324 | Full Port, 2 Piece, Male x Female Connection, 600 WOG, Stainless Steel Ball and Stem
100-296G | T-82MG | ¼" FIP x ⅛" MIP | 16.0717 | 350 | 35 | 58 | 662527300614 | Full Port, 2 Piece, Threaded Connection, Mini Valve, 600 WOG, with Screwdriver Slot
100-396G | T-83CG | ⅛” FIP x ¼” MIP | 11.1386 | 250 | 25 | 40 | 662527307125 | Full Port, 2 Piece, Mini Valves, 600 WOG, Stainless Steel Ball and Stem
100-397G | T-83CG | ⅛” FIP x ⅛” MIP | 11.1386 | 250 | 25 | 40 | 662527298331 | Full Port, 2 Piece, Mini Valves, 600 WOG, Stainless Steel Ball and Stem
100-398G | T-83CG | ¼" FIP x ⅛” MIP | 11.1386 | 200 | 20 | 49 | 662527298348 | Full Port, 2 Piece, Mini Valves, 600 WOG, Stainless Steel Ball and Stem
100-399G | T-83CG | ¼" FIP x ¼” MIP | 11.1386 | 250 | 25 | 43 | 662527298355 | Full Port, 2 Piece, Mini Valves, 600 WOG, Stainless Steel Ball and Stem
100-400G | T-83CG | ¼" FIP x ¼” FIP | 11.1386 | 200 | 20 | 49 | 662527298362 | Full Port, 2 Piece, Mini Valves, 600 WOG, Stainless Steel Ball and Stem
100-397THG | T-83CG | ⅛” FIP x ⅛” MIP | 11.1398 | 250 | 25 | 40 | 662527298379 | Full Port, 2 Piece, Mini Valves, 600 WOG, Stainless Steel Ball and Stem
100-398THG | T-83CG | ¼" FIP x ⅛” MIP | 11.1398 | 200 | 20 | 49 | 662527298386 | Full Port, 2 Piece, Mini Valves, 600 WOG, Stainless Steel Ball and Stem
100-399THG | T-83CG | ¼" FIP x ¼” MIP | 11.1398 | 250 | 25 | 40 | 662527298393 | Full Port, 2 Piece, Mini Valves, 600 WOG, Stainless Steel Ball and Stem
100-400THG | T-83CG | ¼" FIP x ¼” FIP | 11.1398 | 200 | 20 | 49 | 662527298409 | Full Port, 2 Piece, Mini Valves, 600 WOG, Stainless Steel Ball and Stem
100-103JFPG | JFPG-100 | 1/2" | 27.6911 | 80 | 10 | 41 | 662527294364 | Full Port, 2 Piece, Push-fit Connection, 200 WOG
100-104JFPG | JFPG-100 | 3/4" | 39.6902 | 45 | 5 | 33 | 662527294371 | Full Port, 2 Piece, Push-fit Connection, 200 WOG
100-105JFPG | JFPG-100 | 1" | 70.3218 | 30 | 2 | 40 | 662527294388 | Full Port, 2 Piece, Push-fit Connection, 200 WOG
100-673G | P-100HPG | 1/2" x 3/4" Hose | 33.1048 | 100 | 10 | 60 | 662527307200 | Full Port, 2 Piece, Press x Hose Conection, 250 WOG, Stainless Steel Ball and Stem with Cap and Chain
100-674G | P-100HPG | 3/4" x 3/4" Hose | 44.7236 | 100 | 10 | 60 | 662527307217 | Full Port, 2 Piece, Press x Hose Conection, 250 WOG, Stainless Steel Ball and Stem with Cap and Chain
100-663G | S-100HSG | 1/2" x 3/4" Hose | 26.4295 | 100 | 10 | 46 | 662527299383 | Full Port, 2 Piece, Solder x Hose Connection, 600 WOG, Stainless Steel Ball and Stem with Cap and Chain
100-664G | S-100HSG | 3/4" x 3/4" Hose | 35.7842 | 60 | 10 | 75 | 662527299390 | Full Port, 2 Piece, Solder x Hose Connection, 600 WOG, Stainless Steel Ball and Stem with Cap and Chain
100-653G | T-100HFG | 1/2" x 3/4" Hose | 27.5334 | 100 | 10 | 60 | 662527299079 | Full Port, 2 Piece, Threaded x Hose Connection, 600 WOG, Stainless Steel Ball and Stem with Cap and Chain
100-654G | T-100HFG | 3/4" x 3/4" Hose | 37.2065 | 60 | 10 | 57 | 662527299086 | Full Port, 2 Piece, Threaded x Hose Connection, 600 WOG, Stainless Steel Ball and Stem with Cap and Chain
701-103G | Dielectric Union | 1/2" | 9.5265 | 80 | 10 | 30 | 662527295620 | Lead Free Brass Solder x Galvanized FIP, 250 PSI
701-104G | Dielectric Union | 3/4" | 12.4198 | 80 | 10 | 37 | 662527295637 | Lead Free Brass Solder x Galvanized FIP, 250 PSI
701-105G | Dielectric Union | 1" | 17.8534 | 80 | 10 | 41 | 662527295644 | Lead Free Brass Solder x Galvanized FIP, 250 PSI
701-106G | Dielectric Union | 1-1/4" | 26.1248 | 72 | 6 | 62 | 662527295651 | Lead Free Brass Solder x Galvanized FIP, 250 PSI
701-107G | Dielectric Union | 1-1/2" | 38.3642 | 36 | 6 | 61 | 662527295668 | Lead Free Brass Solder x Galvanized FIP, 250 PSI
701-108G | Dielectric Union | 2" | 64.4174 | 20 | 5 | 52 | 662527295675 | Lead Free Brass Solder x Galvanized FIP, 250 PSI
701-304G | Dielectric Union | 3/4" | 17.2496 | 96 | 12 | 61 | 662527297228 | Lead Free Brass Solder x Galvanized MIP, 250 PSI
701-306G | Dielectric Union | 1" | 24.1923 | 60 | 10 | 62 | 662527299376 | Lead Free Brass Solder x Galvanized MIP, 250 PSI
701-503G | Dielectric Union | 1/2" | 15.2366 | 100 | 10 | 52 | 662527297389 | Lead Free Brass FIP x Galvanized FIP, 250 PSI
701-504G | Dielectric Union | 3/4" | 21.345 | 60 | 10 | 50 | 662527297402 | Lead Free Brass FIP x Galvanized FIP, 250 PSI
701-505G | Dielectric Union | 1" | 32.5323 | 40 | 5 | 53 | 662527297426 | Lead Free Brass FIP x Galvanized FIP, 250 PSI
701-703G | Dielectric Union | 1/2" | 18.66 | 100 | 10 | 45 | 662527314680 | Lead Free Brass, Press x Galvanized FIP, 250 PSI
701-704G | Dielectric Union | 3/4" | 23.4 | 80 | 10 | 52 | 662527314697 | Lead Free Brass, Press x Galvanized FIP, 250 PSI
701-705G | Dielectric Union | 1" | 32.79 | 60 | 6 | 57 | 662527314703 | Lead Free Brass, Press x Galvanized FIP, 250 PSI
701-706G | Dielectric Union | 1-1/4" | 44.77 | 40 | 5 | 57 | 662527314710 | Lead Free Brass, Press x Galvanized FIP, 250 PSI
701-707G | Dielectric Union | 1-1/2" | 63.55 | 24 | 4 | 47 | 662527314727 | Lead Free Brass, Press x Galvanized FIP, 250 PSI
701-708G | Dielectric Union | 2" | 105.93 | 16 | 2 | 48 | 662527314734 | Lead Free Brass, Press x Galvanized FIP, 250 PSI
701-803G | Dielectric Union | 1/2" | 22.12 | 100 | 10 | 56 | 662527314741 | Lead Free Brass, Press x Galvanized MIP, 250 PSI
701-804G | Dielectric Union | 3/4" | 27.18 | 80 | 10 | 64 | 662527314758 | Lead Free Brass, Press x Galvanized MIP, 250 PSI
105-603G | T-521G | 1/2” | 19.8463 | 100 | 25 | 33 | 662527305008 | Inline Check Valve, Threaded Connection, 300 WOG, Class 150
105-604G | T-521G | 3/4” | 26.363 | 128 | 16 | 52 | 662527305015 | Inline Check Valve, Threaded Connection, 300 WOG, Class 150
105-605G | T-521G | 1” | 39.4952 | 96 | 12 | 62 | 662527305022 | Inline Check Valve, Threaded Connection, 300 WOG, Class 150
105-606G | T-521G | 1-1/4” | 66.2955 | 36 | 9 | 39 | 662527305039 | Inline Check Valve, Threaded Connection, 300 WOG, Class 150
105-607G | T-521G | 1-1/2” | 73.3354 | 32 | 8 | 38 | 662527305046 | Inline Check Valve, Threaded Connection, 300 WOG, Class 150
105-608G | T-521G | 2” | 123.9889 | 16 | 4 | 36 | 662527305053 | Inline Check Valve, Threaded Connection, 300 WOG, Class 150
105-613G | S-521G | 1/2” | 20.1425 | 100 | 25 | 33 | 662527305060 | Inline Check Valve, Solder Connection, 300 WOG, Class 150
105-614G | S-521G | 3/4” | 26.6406 | 128 | 16 | 54 | 662527305077 | Inline Check Valve, Solder Connection, 300 WOG, Class 150
105-615G | S-521G | 1” | 39.4054 | 96 | 12 | 60 | 662527305084 | Inline Check Valve, Solder Connection, 300 WOG, Class 150
105-616G | S-521G | 1-1/4” | 67.2316 | 48 | 6 | 52 | 662527305091 | Inline Check Valve, Solder Connection, 300 WOG, Class 150
105-617G | S-521G | 1-1/2” | 74.6597 | 32 | 4 | 40 | 662527305107 | Inline Check Valve, Solder Connection, 300 WOG, Class 150
105-618G | S-521G | 2” | 125.248 | 16 | 2 | 42 | 662527305114 | Inline Check Valve, Solder Connection, 300 WOG, Class 150
105-623G | P-521G | 1/2" | 22.8163 | 120 | 20 | 35 | 662527309792 | Inline Check Valve, Press Expansion Connection, 200 WOG, Class 150
105-624G | P-521G | 3/4" | 29.7055 | 96 | 8 | 42 | 662527309808 | Inline Check Valve, Press Expansion Connection, 200 WOG, Class 151
105-625G | P-521G | 1" | 43.5901 | 68 | 17 | 36 | 662527309815 | Inline Check Valve, Press Expansion Connection, 200 WOG, Class 152
105-626G | P-521G | 1-1/4" | 71.3963 | 32 | 4 | 31 | 662527309822 | Inline Check Valve, Press Expansion Connection, 200 WOG, Class 153
105-627G | P-521G | 1-1/2" | 87.2131 | 24 | 3 | 38 | 662527309839 | Inline Check Valve, Press Expansion Connection, 200 WOG, Class 154
105-628G | P-521G | 2" | 133.9609 | 18 | 3 | 40 | 662527309846 | Inline Check Valve, Press Expansion Connection, 200 WOG, Class 155
105-633G | E-521G | 1/2" | 22.3439 | 80 | 20 | 33 | 662527311719 | Inline Check Valve, Expansion Connection, 300 WOG, Class 150
105-634G | E-521G | 3/4" | 28.8373 | 80 | 20 | 33 | 662527311726 | Inline Check Valve, Expansion Connection, 300 WOG, Class 150
105-635G | E-521G | 1" | 43.5163 | 72 | 18 | 33 | 662527311733 | Inline Check Valve, Expansion Connection, 300 WOG, Class 150
105-303G | T-511G | 1/2" | 33.7598 | 60 | 10 | 34 | 662527298720 | Y-Pattern Swing Check Valve, Threaded Connection, Class 150, 300 WOG
105-304G | T-511G | 3/4" | 52.1743 | 40 | 10 | 36 | 662527298737 | Y-Pattern Swing Check Valve, Threaded Connection, Class 150, 300 WOG
105-305G | T-511G | 1" | 76.3309 | 30 | 10 | 40 | 662527298744 | Y-Pattern Swing Check Valve, Threaded Connection, Class 150, 300 WOG
105-306G | T-511G | 1-1/4" | 108.2096 | 20 | 5 | 39 | 662527298751 | Y-Pattern Swing Check Valve, Threaded Connection, Class 150, 300 WOG
105-307G | T-511G | 1-1/2" | 153.8498 | 16 | 4 | 41 | 662527298768 | Y-Pattern Swing Check Valve, Threaded Connection, Class 150, 300 WOG
105-308G | T-511G | 2" | 231.6657 | 8 | 2 | 32 | 662527298775 | Y-Pattern Swing Check Valve, Threaded Connection, Class 150, 300 WOG
105-403G | S-511G | 1/2" | 33.7598 | 60 | 10 | 31 | 662527298782 | Y-Pattern Swing Check Valve, Solder Connection, Class 150, 300 WOG
105-404G | S-511G | 3/4" | 52.1743 | 40 | 10 | 36 | 662527298799 | Y-Pattern Swing Check Valve, Solder Connection, Class 150, 300 WOG
105-405G | S-511G | 1" | 76.3309 | 30 | 10 | 41 | 662527298805 | Y-Pattern Swing Check Valve, Solder Connection, Class 150, 300 WOG
105-406G | S-511G | 1-1/4" | 108.2096 | 20 | 5 | 41 | 662527298812 | Y-Pattern Swing Check Valve, Solder Connection, Class 150, 300 WOG
105-407G | S-511G | 1-1/2" | 153.8498 | 16 | 4 | 41 | 662527298829 | Y-Pattern Swing Check Valve, Solder Connection, Class 150, 300 WOG
105-408G | S-511G | 2" | 231.6657 | 8 | 2 | 34 | 662527298836 | Y-Pattern Swing Check Valve, Solder Connection, Class 150, 300 WOG
105-003G | P-501G | 1/2" | 49.3064 | 160 | 10 | 68 | 662527304476 | Horizontal Swing Check Valve, Press Connection, Class 125, 200 WOG
105-004G | P-501G | 3/4" | 67.9165 | 120 | 10 | 77 | 662527304483 | Horizontal Swing Check Valve, Press Connection, Class 125, 200 WOG
105-005G | P-501G | 1" | 86.1832 | 60 | 5 | 51 | 662527304490 | Horizontal Swing Check Valve, Press Connection, Class 125, 200 WOG
105-006G | P-501G | 1-1/4" | 123.1287 | 40 | 5 | 45 | 662527304506 | Horizontal Swing Check Valve, Press Connection, Class 125, 200 WOG
105-007G | P-501G | 1-1/2" | 180.0577 | 30 | 5 | 53 | 662527304513 | Horizontal Swing Check Valve, Press Connection, Class 125, 200 WOG
105-008G | P-501G | 2" | 265.3481 | 24 | 2 | 62 | 662527304520 | Horizontal Swing Check Valve, Press Connection, Class 125, 200 WOG
105-103G | T-501G | 1/2" | 18.1267 | 120 | 10 | 54 | 662527294609 | Horizontal Swing Check Valve, Threaded Connection, Class 125, 200 WOG
105-104G | T-501G | 3/4" | 23.582 | 100 | 10 | 47 | 662527294616 | Horizontal Swing Check Valve, Threaded Connection, Class 125, 200 WOG
105-105G | T-501G | 1" | 31.7304 | 72 | 6 | 60 | 662527294623 | Horizontal Swing Check Valve, Threaded Connection, Class 125, 200 WOG
105-106G | T-501G | 1-1/4" | 53.4307 | 60 | 5 | 59 | 662527294630 | Horizontal Swing Check Valve, Threaded Connection, Class 125, 200 WOG
105-107G | T-501G | 1-1/2" | 67.6731 | 32 | 4 | 54 | 662527294647 | Horizontal Swing Check Valve, Threaded Connection, Class 125, 200 WOG
105-108G | T-501G | 2" | 107.1894 | 20 | 2 | 55 | 662527294654 | Horizontal Swing Check Valve, Threaded Connection, Class 125, 200 WOG
105-109G | T-501G | 2-1/2” | 229.2722 | 12 | 2 | 58 | 662527294661 | Horizontal Swing Check Valve, Threaded Connection, Class 125, 200 WOG
105-110G | T-501G | 3” | 325.7762 | 6 |  | 43 | 662527294678 | Horizontal Swing Check Valve, Threaded Connection, Class 125, 200 WOG
105-111G | T-501G | 4” | 476.6864 | 4 |  | 43 | 662527294685 | Horizontal Swing Check Valve, Threaded Connection, Class 125, 200 WOG
105-203G | S-501G | 1/2" | 18.1267 | 120 | 10 | 48 | 662527294692 | Horizontal Swing Check Valve, Solder Connection, Class 125, 200 WOG
105-204G | S-501G | 3/4" | 23.582 | 100 | 10 | 60 | 662527294708 | Horizontal Swing Check Valve, Solder Connection, Class 125, 200 WOG
105-205G | S-501G | 1" | 31.7304 | 72 | 6 | 63 | 662527294715 | Horizontal Swing Check Valve, Solder Connection, Class 125, 200 WOG
105-206G | S-501G | 1-1/4" | 53.4307 | 40 | 5 | 59 | 662527294722 | Horizontal Swing Check Valve, Solder Connection, Class 125, 200 WOG
105-207G | S-501G | 1-1/2" | 67.6731 | 32 | 4 | 57 | 662527294739 | Horizontal Swing Check Valve, Solder Connection, Class 125, 200 WOG
105-208G | S-501G | 2" | 107.1894 | 24 | 2 | 70 | 662527294746 | Horizontal Swing Check Valve, Solder Connection, Class 125, 200 WOG
105-209G | S-501G | 2-1/2” | 229.2722 | 10 |  | 48 | 662527305534 | Horizontal Swing Check Valve, Solder Connection, Class 125, 200 WOG
105-210G | S-501G | 3” | 325.7762 | 8 |  | 54 | 662527305541 | Horizontal Swing Check Valve, Solder Connection, Class 125, 200 WOG
106-303G | T-651G | 1/2" | 38.5009 | 48 | 12 | 34 | 662527309174 | Lead Free Bronze, Threaded Connection, 150 WOG, 20 Stainless Steel Mesh
106-304G | T-651G | 3/4" | 59.0921 | 32 | 8 | 39 | 662527309181 | Lead Free Bronze, Threaded Connection, 150 WOG, 20 Stainless Steel Mesh
106-305G | T-651G | 1" | 90.2218 | 16 | 8 | 30 | 662527309198 | Lead Free Bronze, Threaded Connection, 150 WOG, 20 Stainless Steel Mesh
106-306G | T-651G | 1-1/4" | 134.3255 | 12 | 6 | 34 | 662527309204 | Lead Free Bronze, Threaded Connection, 150 WOG, 20 Stainless Steel Mesh
106-307G | T-651G | 1-1/2" | 168.9764 | 12 | 2 | 44 | 662527309211 | Lead Free Bronze, Threaded Connection, 150 WOG, 20 Stainless Steel Mesh
106-308G | T-651G | 2" | 266.7909 | 8 | 2 | 48 | 662527309228 | Lead Free Bronze, Threaded Connection, 150 WOG, 20 Stainless Steel Mesh
106-309G | T-651G | 2-1/2" | 434.9995 | 4 | 1 | 40 | 662527309235 | Lead Free Bronze, Threaded Connection, 150 WOG, 20 Stainless Steel Mesh
106-310G | T-651G | 3" | 644.8602 | 2 | 1 | 30 | 662527309242 | Lead Free Bronze, Threaded Connection, 150 WOG, 20 Stainless Steel Mesh
106-403G | S-651G | 1/2" | 38.5009 | 48 | 12 | 34 | 662527309259 | Lead Free Bronze, Solder Connection, 150 WOG, 20 Stainless Steel Mesh
106-404G | S-651G | 3/4" | 59.0921 | 32 | 8 | 37 | 662527309266 | Lead Free Bronze, Solder Connection, 150 WOG, 20 Stainless Steel Mesh
106-405G | S-651G | 1" | 90.2218 | 16 | 8 | 27 | 662527309273 | Lead Free Bronze, Solder Connection, 150 WOG, 20 Stainless Steel Mesh
106-406G | S-651G | 1-1/4" | 134.3255 | 12 | 6 | 31 | 662527309280 | Lead Free Bronze, Solder Connection, 150 WOG, 20 Stainless Steel Mesh
106-407G | S-651G | 1-1/2" | 168.9764 | 12 | 2 | 42 | 662527309297 | Lead Free Bronze, Solder Connection, 150 WOG, 20 Stainless Steel Mesh
106-408G | S-651G | 2" | 266.7909 | 8 | 2 | 45 | 662527309303 | Lead Free Bronze, Solder Connection, 150 WOG, 20 Stainless Steel Mesh
103-353G | T-351G | 1/2" | 35.2458 | 6 | 84 | 30 | 662527312983 | Lead Free Bronze, Threaded Connection, 200 WOG, Rising Stem Gate Valve
103-354G | T-351G | 3/4" | 51.8584 | 5 | 50 | 26 | 662527312990 | Lead Free Bronze, Threaded Connection, 200 WOG, Rising Stem Gate Valve
103-355G | T-351G | 1" | 76.0197 | 5 | 40 | 32 | 662527313003 | Lead Free Bronze, Threaded Connection, 200 WOG, Rising Stem Gate Valve
103-356G | T-351G | 1-1/4" | 104.0676 | 4 | 32 | 35 | 662527313010 | Lead Free Bronze, Threaded Connection, 200 WOG, Rising Stem Gate Valve
103-357G | T-351G | 1-1/2" | 139.3554 | 4 | 16 | 24 | 662527313027 | Lead Free Bronze, Threaded Connection, 200 WOG, Rising Stem Gate Valve
103-358G | T-351G | 2" | 223.7516 | 3 | 12 | 29 | 662527313034 | Lead Free Bronze, Threaded Connection, 200 WOG, Rising Stem Gate Valve
103-453G | S-351G | 1/2" | 35.2458 | 6 | 84 | 27 | 662527313041 | Lead Free Bronze, Solder Connection, 200 WOG, Rising Stem Gate Valve
103-454G | S-351G | 3/4" | 51.8584 | 5 | 50 | 24 | 662527313058 | Lead Free Bronze, Solder Connection, 200 WOG, Rising Stem Gate Valve
103-455G | S-351G | 1" | 76.0197 | 5 | 40 | 30 | 662527313065 | Lead Free Bronze, Solder Connection, 200 WOG, Rising Stem Gate Valve
103-456G | S-351G | 1-1/4" | 104.0676 | 4 | 32 | 33 | 662527313072 | Lead Free Bronze, Solder Connection, 200 WOG, Rising Stem Gate Valve
103-457G | S-351G | 1-1/2" | 139.3554 | 4 | 16 | 23 | 662527313089 | Lead Free Bronze, Solder Connection, 200 WOG, Rising Stem Gate Valve
103-458G | S-351G | 2" | 223.7516 | 3 | 12 | 28 | 662527313096 | Lead Free Bronze, Solder Connection, 200 WOG, Rising Stem Gate Valve
103-303G | T-301G | 1/2" | 22.8296 | 120 | 10 | 72 | 662527294418 | Gate Valve, Non-rising Stem, Threaded Connection, 200 WOG
103-304G | T-301G | 3/4" | 31.3228 | 90 | 10 | 77 | 662527294425 | Gate Valve, Non-rising Stem, Threaded Connection, 200 WOG
103-305G | T-301G | 1" | 46.5425 | 40 | 5 | 48 | 662527294432 | Gate Valve, Non-rising Stem, Threaded Connection, 200 WOG
103-306G | T-301G | 1-1/4" | 65.6352 | 40 | 5 | 74 | 662527294449 | Gate Valve, Non-rising Stem, Threaded Connection, 200 WOG
103-307G | T-301G | 1-1/2" | 83.4368 | 32 | 4 | 72 | 662527294456 | Gate Valve, Non-rising Stem, Threaded Connection, 200 WOG
103-308G | T-301G | 2" | 126.9898 | 20 | 2 | 57 | 662527294463 | Gate Valve, Non-rising Stem, Threaded Connection, 200 WOG
103-403G | S-301G | 1/2" | 22.8296 | 120 | 10 | 72 | 662527294500 | Gate Valve, Non-rising Stem, Solder Connection, 200 WOG
103-404G | S-301G | 3/4" | 31.3228 | 90 | 10 | 77 | 662527294517 | Gate Valve, Non-rising Stem, Solder Connection, 200 WOG
103-405G | S-301G | 1" | 46.5425 | 40 | 5 | 48 | 662527294524 | Gate Valve, Non-rising Stem, Solder Connection, 200 WOG
103-406G | S-301G | 1-1/4" | 65.6352 | 40 | 5 | 74 | 662527294531 | Gate Valve, Non-rising Stem, Solder Connection, 200 WOG
103-407G | S-301G | 1-1/2" | 83.4368 | 32 | 4 | 72 | 662527294548 | Gate Valve, Non-rising Stem, Solder Connection, 200 WOG
103-408G | S-301G | 2" | 126.9898 | 20 | 2 | 68 | 662527294555 | Gate Valve, Non-rising Stem, Solder Connection, 200 WOG
201-003G | T-621G | 1/2" | 17.3984 | 100 | 10 | 50 | 662527294586 | Boiler Drain, Threaded Male Connection, 125 WOG
201-004G | T-621G | 3/4” | 17.9456 | 100 | 10 | 56 | 662527294593 | Boiler Drain, Threaded Male Connection, 125 WOG
201-103G | T-622G | 1/2" | 16.8371 | 100 | 10 | 46 | 662527298539 | Boiler Drain, Threaded Female Connection, 125 WOG
201-104G | T-622G | 3/4" | 18.1981 | 100 | 10 | 51 | 662527298546 | Boiler Drain, Threaded Female Connection, 125 WOG
201-113G | T-623G | 1/2” | 20.4964 | 96 | 6 | 55 | 662527305503 | Boiler Drain, Compression Connection, 125 WOG
201-123G | T-624G | 1/2” | 20.4964 | 96 | 6 | 53 | 662527305510 | Boiler Drain, Crimp Pex Connection, 125 WOG
202-003G | T-641G | 1/2" | 15.7098 | 100 | 10 | 58 | 662527298683 | Sillcock, Female Threaded Connection, 125 WOG
202-004G | T-641G | 3/4" | 17.1254 | 100 | 10 | 64 | 662527298690 | Sillcock, Female Threaded Connection, 125 WOG
202-103G | S-641G | 1/2" | 16.6507 | 100 | 10 | 59 | 662527298706 | Sillcock, Solder Connection, 125 WOG
202-104G | S-641G | 3/4" | 16.7629 | 100 | 10 | 65 | 662527298713 | Sillcock, Solder Connection, 125 WOG
201-215G | T-632G | 1/2" | 18.8119 | 100 | 10 | 43 | 662527309570 | Hose Bibb Ball Valve, Nickel Plated, Threaded Connection, Quarter Turn, 200 WOG
201-216G | T-632G | 3/4" | 18.9451 | 100 | 10 | 43 | 662527309587 | Hose Bibb Ball Valve, Nickel Plated, Threaded Connection, Quarter Turn, 200 WOG
201-205G | T-632G | 1/2” | 17.4138 | 100 | 10 | 43 | 662527305183 | Hose Bibb Ball Valve, Nickel Plated, Threaded Connection, Quarter Turn, 200 WOG
201-206G | T-632G | 3/4” | 18.6661 | 100 | 10 | 47 | 662527305190 | Hose Bibb Ball Valve, Nickel Plated, Threaded Connection, Quarter Turn, 200 WOG
201-217G | T-632NKG | 1/2" | 19.6776 | 100 | 10 | 40 | 662527309594 | Hose Bibb Ball Valve, Nickel Plated, Threaded Connection, Quarter Turn, 200 WOG, No Kink
201-218G | T-632NKG | 3/4" | 21.0927 | 100 | 10 | 40 | 662527309600 | Hose Bibb Ball Valve, Nickel Plated, Threaded Connection, Quarter Turn, 200 WOG, No Kink
201-207G | T-632NKG | 1/2” | 17.4138 | 100 | 10 | 40 | 662527305206 | Hose Bibb Ball Valve, Nickel Plated, Threaded Connection, Quarter Turn, 200 WOG, No Kink
201-208G | T-632NKG | 3/4” | 18.6661 | 100 | 10 | 45 | 662527305213 | Hose Bibb Ball Valve, Nickel Plated, Threaded Connection, Quarter Turn, 200 WOG, No Kink
203-204G | T-653G | 3/4" | 16.6136 | 240 | 20 | 51 | 662527294753 | Lead Free Vacuum Breaker
180-103G-B | TB-120G | 1/2" | 240 | 1 | 1 |  | 662527314772 | Thermostatic Balancing Valve, Variable Set Point, 150 CWP, w/Optional Check Valve
180-104G-B | TB-120G | 3/4" | 256 | 1 | 1 |  | 662527314222 | Thermostatic Balancing Valve, Variable Set Point, 150 CWP, w/Optional Check Valve
180-103G-B-C | TB-120G | 1/2" | 290 | 1 | 1 |  | 662527314840 | Thermostatic Balancing Valve, Variable Set Point, 150 CWP, w/Optional Check Valve
180-104G-B-C | TB-120G | 3/4" | 315 | 1 | 1 |  | 662527314857 | Thermostatic Balancing Valve, Variable Set Point, 150 CWP, w/Optional Check Valve
180-103G-D | TB-130G | 1/2" | 270 | 1 | 1 |  | 662527314789 | Thermostatic Balancing Valve, Variable Set Point, 150 CWP, Thermal Disinfection w/Optional Check Valve
180-104G-D | TB-130G | 3/4" | 284 | 1 | 1 |  | 662527314796 | Thermostatic Balancing Valve, Variable Set Point, 150 CWP, Thermal Disinfection w/Optional Check Valve
180-103G-D-C | TB-130G | 1/2" | 310 | 1 | 1 |  | 662527314864 | Thermostatic Balancing Valve, Variable Set Point, 150 CWP, Thermal Disinfection w/Optional Check Valve
180-104G-D-C | TB-130G | 3/4" | 332 | 1 | 1 |  | 662527314871 | Thermostatic Balancing Valve, Variable Set Point, 150 CWP, Thermal Disinfection w/Optional Check Valve
180-103G-X | TB-150G | 1/2" | 282 | 1 | 1 |  | 662527314802 | Thermostatic Balancing Valve, Variable Set Point, 150 CWP, Actuated Disinfection w/Optional Check Valve
180-104G-X | TB-150G | 3/4" | 298 | 1 | 1 |  | 662527314819 | Thermostatic Balancing Valve, Variable Set Point, 150 CWP, Actuated Disinfection w/Optional Check Valve
180-103G-X-C | TB-150G | 1/2" | 325 | 1 | 1 |  | 662527315076 | Thermostatic Balancing Valve, Variable Set Point, 150 CWP, Actuated Disinfection w/Optional Check Valve
180-104G-X-C | TB-150G | 3/4" | 248 | 1 | 1 |  | 662527314895 | Thermostatic Balancing Valve, Variable Set Point, 150 CWP, Actuated Disinfection w/Optional Check Valve
180-103G-A | TB-150G | 1/2" | 378 | 1 | 1 |  | 662527314826 | Thermostatic Balancing Valve, Variable Set Point, 150 CWP, Actuated Disinfection w/Optional Check Valve
180-104G-A | TB-150G | 3/4" | 392 | 1 | 1 |  | 662527314833 | Thermostatic Balancing Valve, Variable Set Point, 150 CWP, Actuated Disinfection w/Optional Check Valve
180-103G-A-C | TB-150G | 1/2" | 422 | 1 | 1 |  | 662527314901 | Thermostatic Balancing Valve, Variable Set Point, 150 CWP, Actuated Disinfection w/Optional Check Valve
180-104G-A-C | TB-150G | 3/4" | 444 | 1 | 1 |  | 662527314918 | Thermostatic Balancing Valve, Variable Set Point, 150 CWP, Actuated Disinfection w/Optional Check Valve
180-103MG-B-I | TB-120MG | 1/2" | 372 | 1 | 1 |  | 662527315038 | Thermostatic Balancing Valve, Variable Set Point, 150 CWP, w/Dual Isolation
180-104MG-B-I | TB-120MG | 3/4" | 415 | 1 | 1 |  | 662527314925 | Thermostatic Balancing Valve, Variable Set Point, 150 CWP, w/Dual Isolation
180-103MG-D-I | TB-130MG | 1/2" | 390 | 1 | 1 |  | 662527315045 | Thermostatic Balancing Valve, Variable Set Point, 150 CWP, Thermal Disinfection w/Dual Isolation
180-104MG-D-I | TB-130MG | 3/4" | 432 | 1 | 1 |  | 662527314932 | Thermostatic Balancing Valve, Variable Set Point, 150 CWP, Thermal Disinfection w/Dual Isolation
180-103MG-X-I | TB-150MG | 1/2" | 407 | 1 | 1 |  | 662527315052 | Thermostatic Balancing Valve, Variable Set Point, 150 CWP, Actuated Disinfection w/Dual Isolation
180-104MG-X-I | TB-150MG | 3/4" | 448 | 1 | 1 |  | 662527314949 | Thermostatic Balancing Valve, Variable Set Point, 150 CWP, Actuated Disinfection w/Dual Isolation
180-103MG-A-I | TB-150MG | 1/2" | 503 | 1 | 1 |  | 662527315069 | Thermostatic Balancing Valve, Variable Set Point, 150 CWP, Actuated Disinfection w/Dual Isolation
180-104MG-A-I | TB-150MG | 3/4" | 545 | 1 | 1 |  | 662527314956 | Thermostatic Balancing Valve, Variable Set Point, 150 CWP, Actuated Disinfection w/Dual Isolation
TBG-AFF | Lead Free Terminator B (TBG) | 1/2" | 98.7231 |  |  |  | 662527308467 | Integrated Ball Valve with Memory Stop, Union, Fixed Orifice Venturi, PT Ports, 600 WOG
TBG-BFF | Lead Free Terminator B (TBG) | 3/4" | 103.0193 |  |  |  | 662527308191 | Integrated Ball Valve with Memory Stop, Union, Fixed Orifice Venturi, PT Ports, 600 WOG
TGG-AFF | Lead Free Terminator G (TGG) | 1/2" | 122.0091 | 15 |  | 24 | 662527307545 | BALANCE VALVE, THREADED CONNECTION, VARIABLE ORIFICE
TGG-BFF | Lead Free Terminator G (TGG) | 3/4" | 132.4858 | 15 |  | 24 | 662527307552 | BALANCE VALVE, THREADED CONNECTION, VARIABLE ORIFICE
TGG-CFF | Lead Free Terminator G (TGG) | 1" | 173.7092 | 16 |  | 31 | 662527307569 | BALANCE VALVE, THREADED CONNECTION, VARIABLE ORIFICE
TGG-DFF | Lead Free Terminator G (TGG) | 1-1/4" | 256.4509 | 15 |  | 24 | 662527307576 | BALANCE VALVE, THREADED CONNECTION, VARIABLE ORIFICE
TGG-EFF | Lead Free Terminator G (TGG) | 1-1/2" | 285.5364 | 15 |  | 24 | 662527307583 | BALANCE VALVE, THREADED CONNECTION, VARIABLE ORIFICE
TGG-FFF | Lead Free Terminator G (TGG) | 2" | 399.3865 | 15 |  | 24 | 662527307590 | BALANCE VALVE, THREADED CONNECTION, VARIABLE ORIFICE
TGG-ACC | Lead Free Terminator G (TGG) | 1/2" | 119.41 | 15 |  | 24 | 662527307606 | BALANCE VALVE, SWEAT CONNECTION, VARIABLE ORIFICE
TGG-BCC | Lead Free Terminator G (TGG) | 3/4" | 129.4178 | 15 |  | 24 | 662527307613 | BALANCE VALVE, SWEAT CONNECTION, VARIABLE ORIFICE
TGG-CCC | Lead Free Terminator G (TGG) | 1" | 170.4403 | 15 |  | 24 | 662527307620 | BALANCE VALVE, SWEAT CONNECTION, VARIABLE ORIFICE
TGG-DCC | Lead Free Terminator G (TGG) | 1-1/4" | 252.3647 | 12 |  | 26 | 662527307637 | BALANCE VALVE, SWEAT CONNECTION, VARIABLE ORIFICE
TGG-ECC | Lead Free Terminator G (TGG) | 1-1/2" | 280.0435 | 15 |  | 24 | 662527307644 | BALANCE VALVE, SWEAT CONNECTION, VARIABLE ORIFICE
TGG-FCC | Lead Free Terminator G (TGG) | 2" | 396.6803 | 15 |  | 24 | 662527307651 | BALANCE VALVE, SWEAT CONNECTION, VARIABLE ORIFICE
TAF-AFF | Lead Free Automatic Balancing Valve (TAF) | 1/2" | 159.17 |  |  |  |  | 1/2 IN. INLINE AUTO FXF
TAF-BFF | Lead Free Automatic Balancing Valve (TAF) | 3/4" | 162.26 |  |  |  |  | 3/4 IN. INLINE AUTO FXF
TAF-CFF | Lead Free Automatic Balancing Valve (TAF) | 1" | 185.44 |  |  |  |  | 1 IN. INLINE AUTO FXF
TRAA-BFF | Lead Free Recirculation Assembly (TRAA) | 3/4" | 240.6306 |  |  |  |  | 3/4 IN AUTOMATIC RECIRCULATION ASSEMBLY FNPT X FNPT
TRAA-BFF-Q | Lead Free Recirculation Assembly (TRAA) | 3/4" | 299.1633 |  |  |  |  | 3/4 IN AUTOMATIC RECIRC ASSEMBLY W/ DRAIN FNPT X FNPT
TRAB-BFF | Lead Free Recirculation Assembly (TRAB) | 3/4" | 182.0979 |  |  |  |  | 3/4 IN MANUAL RECIRCULATION ASSEMBLY FNPT X FNPT
TRAB-BFF-Q | Lead Free Recirculation Assembly (TRAB) | 3/4" | 240.6306 |  |  |  |  | 3/4 IN MANUAL RECIRC ASSEMBLY W/ DRAIN FNPT X FNPT
TB-AFF | Terminator B (TB) | 1/2" | 81.99 |  |  |  |  | Fixed Orifice, Quarter Turn, Manual Balancing Valve, Memory Stop, Union, 600 WOG
TB-BFF | Terminator B (TB) | 3/4" | 84.98 |  |  |  |  | Fixed Orifice, Quarter Turn, Manual Balancing Valve, Memory Stop, Union, 600 WOG
TB-CFF | Terminator B (TB) | 1" | 122.25 |  |  |  |  | Fixed Orifice, Quarter Turn, Manual Balancing Valve, Memory Stop, Union, 600 WOG
TB-DFF | Terminator B (TB) | 1-1/4" | 186.34 |  |  |  |  | Fixed Orifice, Quarter Turn, Manual Balancing Valve, Memory Stop, Union, 600 WOG
TB-EFF | Terminator B (TB) | 1-1/2" | 231.06 |  |  |  |  | Fixed Orifice, Quarter Turn, Manual Balancing Valve, Memory Stop, Union, 600 WOG
TB-FFF | Terminator B (TB) | 2" | 335.41 |  |  |  |  | Fixed Orifice, Quarter Turn, Manual Balancing Valve, Memory Stop, Union, 600 WOG
TB-ACC | Terminator B (TB) | 1/2" | 81.99 |  |  |  |  | Fixed Orifice, Quarter Turn, Manual Balancing Valve, Memory Stop, Union, 600 WOG
TB-BCC | Terminator B (TB) | 3/4" | 84.98 |  |  |  |  | Fixed Orifice, Quarter Turn, Manual Balancing Valve, Memory Stop, Union, 600 WOG
TB-CCC | Terminator B (TB) | 1" | 122.25 |  |  |  |  | Fixed Orifice, Quarter Turn, Manual Balancing Valve, Memory Stop, Union, 600 WOG
TB-DCC | Terminator B (TB) | 1-1/4" | 186.34 |  |  |  |  | Fixed Orifice, Quarter Turn, Manual Balancing Valve, Memory Stop, Union, 600 WOG
TB-ECC | Terminator B (TB) | 1-1/2" | 231.06 |  |  |  |  | Fixed Orifice, Quarter Turn, Manual Balancing Valve, Memory Stop, Union, 600 WOG
TB-FCC | Terminator B (TB) | 2" | 335.41 |  |  |  |  | Fixed Orifice, Quarter Turn, Manual Balancing Valve, Memory Stop, Union, 600 WOG
TG-AFF | Terminator G (TG) | 1/2" | 87.1494 | 15 |  | 24 | 662527304247 | BALANCE VALVE, THREADED CONNECTION, VARIABLE ORIFICE
TG-BFF | Terminator G (TG) | 3/4" | 94.6327 | 15 |  | 24 | 662527304254 | BALANCE VALVE, THREADED CONNECTION, VARIABLE ORIFICE
TG-CFF | Terminator G (TG) | 1" | 124.078 | 16 |  | 31 | 662527304261 | BALANCE VALVE, THREADED CONNECTION, VARIABLE ORIFICE
TG-DFF | Terminator G (TG) | 1-1/4" | 183.1792 | 15 |  | 24 | 662527304278 | BALANCE VALVE, THREADED CONNECTION, VARIABLE ORIFICE
TG-EFF | Terminator G (TG) | 1-1/2" | 203.9546 | 15 |  | 24 | 662527304285 | BALANCE VALVE, THREADED CONNECTION, VARIABLE ORIFICE
TG-FFF | Terminator G (TG) | 2" | 296.6871 | 15 |  | 24 | 662527304292 | BALANCE VALVE, THREADED CONNECTION, VARIABLE ORIFICE
TG-ACC | Terminator G (TG) | 1/2" | 85.2929 | 15 |  | 24 | 662527315083 | BALANCE VALVE, SWEAT CONNECTION, VARIABLE ORIFICE
TG-BCC | Terminator G (TG) | 3/4" | 92.4413 | 15 |  | 24 | 662527315090 | BALANCE VALVE, SWEAT CONNECTION, VARIABLE ORIFICE
TG-CCC | Terminator G (TG) | 1" | 121.7431 | 15 |  | 24 | 662527315106 | BALANCE VALVE, SWEAT CONNECTION, VARIABLE ORIFICE
TG-DCC | Terminator G (TG) | 1-1/4" | 180.2605 | 12 |  | 26 | 662527315113 | BALANCE VALVE, SWEAT CONNECTION, VARIABLE ORIFICE
TG-ECC | Terminator G (TG) | 1-1/2" | 200.0311 | 15 |  | 24 | 662527315120 | BALANCE VALVE, SWEAT CONNECTION, VARIABLE ORIFICE
TG-FCC | Terminator G (TG) | 2" | 290.8989 | 15 |  | 24 | 662527315137 | BALANCE VALVE, SWEAT CONNECTION, VARIABLE ORIFICE
TG-GFF | Terminator G (TG) | 2-1/2" | 688.308 | 1 |  |  | 662527304308 | Variable Orifice, Globe Valve, Flanged, 230 WOG
TG-HFF | Terminator G (TG) | 3" | 752.22 | 1 |  |  | 662527304315 | Variable Orifice, Globe Valve, Flanged, 230 WOG
TG-IFF | Terminator G (TG) | 4" | 1107.1502 | 1 |  |  | 662527304322 | Variable Orifice, Globe Valve, Flanged, 230 WOG
TG-KFF | Terminator G (TG) | 6" | 2086.733 | 1 |  |  | 662527304339 | Variable Orifice, Globe Valve, Flanged, 230 WOG
TG-LFF | Terminator G (TG) | 8" | 3769.8894 | 1 |  |  | 662527304346 | Variable Orifice, Globe Valve, Flanged, 230 WOG
TG-MFF | Terminator G (TG) | 10" | 8586.3367 | 1 |  |  | 662527304353 | Variable Orifice, Globe Valve, Flanged, 230 WOG
TG-NFF | Terminator G (TG) | 12" | 11929.9437 | 1 |  |  | 662527304360 | Variable Orifice, Globe Valve, Flanged, 230 WOG
800-103ADDG | Add-A-Valve | 1/2" | 571.4979 | 12 |  | 3 | 662527300775 | Lead Free Add-A-Valve
800-104ADDG | Add-A-Valve | 3/4" | 727.6078 | 8 |  | 5 | 662527300782 | Lead Free Add-A-Valve
800-105ADDG | Add-A-Valve | 1" | 1043.3829 | 6 |  | 7 | 662527300799 | Lead Free Add-A-Valve
800-106ADDG | Add-A-Valve | 1-1/4" | 1627.3566 |  |  | 12 | 662527300829 | Lead Free Add-A-Valve
800-107ADDG | Add-A-Valve | 1-1/2" | 2036.2159 |  |  | 16 | 662527300836 | Lead Free Add-A-Valve
800-108ADDG | Add-A-Valve | 2" | 3176.4967 |  |  | 23 | 662527300843 | Lead Free Add-A-Valve
800-103ADD | Add-A-Valve | 1/2" | 449.0736 | 12 |  | 3 | 662527292308 | Brass Add-A-Valve
800-104ADD | Add-A-Valve | 3/4" | 570.0902 | 8 |  | 5 | 662527292674 | Brass Add-A-Valve
800-105ADD | Add-A-Valve | 1" | 810.6653 | 6 |  | 7 | 662527292681 | Brass Add-A-Valve
800-106ADD | Add-A-Valve | 1-1/4" | 1283.0674 |  |  | 12 | 662527292698 | Brass Add-A-Valve
800-107ADD | Add-A-Valve | 1-1/2" | 1598.0021 |  |  | 16 | 662527292704 | Brass Add-A-Valve
800-108ADD | Add-A-Valve | 2" | 2469.9047 |  |  | 23 | 662527292711 | Brass Add-A-Valve
100-701 | T-100NE | 1/4" | 18.4424 | 120 | 12 | 43 | 662527290311 | Full Port, 2 Piece, Threaded Connection, 600 WOG
100-702 | T-100NE | 3/8" | 18.4424 | 120 | 12 | 41 | 662527290908 | Full Port, 2 Piece, Threaded Connection, 600 WOG
100-703 | T-100NE | 1/2" | 18.4424 | 100 | 10 | 55 | 662527290915 | Full Port, 2 Piece, Threaded Connection, 600 WOG
100-704 | T-100NE | 3/4" | 26.111 | 60 | 10 | 53 | 662527290922 | Full Port, 2 Piece, Threaded Connection, 600 WOG
100-704RAT | T-100NE | 3/4" | 26.111 | 60 | 10 | 52 | 662527290939 | Full Port, 2 Piece, Threaded Connection, 600 WOG
100-705 | T-100NE | 1" | 42.8839 | 36 | 6 | 56 | 662527290946 | Full Port, 2 Piece, Threaded Connection, 600 WOG
100-706 | T-100NE | 1-1/4" | 76.0735 | 24 | 4 | 56 | 662527290953 | Full Port, 2 Piece, Threaded Connection, 600 WOG
100-707 | T-100NE | 1-1/2" | 95.5511 | 16 | 2 | 52 | 662527290960 | Full Port, 2 Piece, Threaded Connection, 600 WOG
100-708 | T-100NE | 2" | 138.7355 | 12 | 2 | 61 | 662527290977 | Full Port, 2 Piece, Threaded Connection, 600 WOG
100-709 | T-100NE | 2-1/2" | 326.6544 | 6 | 2 | 59 | 662527290984 | Full Port, 2 Piece, Threaded Connection, 600 WOG
100-710 | T-100NE | 3" | 481.5951 | 4 | 2 | 57 | 662527290991 | Full Port, 2 Piece, Threaded Connection, 600 WOG
100-711 | T-100NE | 4" | 838.6789 | 2 | 1 | 46 | 662527291004 | Full Port, 2 Piece, Threaded Connection, 600 WOG
100-803 | S-100NE | 1/2" | 16.5726 | 120 | 12 | 52 | 662527291011 | Full Port, 2 Piece, Solder Connection, 600 WOG
100-804 | S-100NE | 3/4" | 23.3841 | 72 | 12 | 55 | 662527291028 | Full Port, 2 Piece, Solder Connection, 600 WOG
100-805 | S-100NE | 1" | 36.4396 | 36 | 6 | 47 | 662527291035 | Full Port, 2 Piece, Solder Connection, 600 WOG
100-806 | S-100NE | 1-1/4" | 67.381 | 24 | 4 | 46 | 662527291042 | Full Port, 2 Piece, Solder Connection, 600 WOG
100-807 | S-100NE | 1-1/2" | 84.6325 | 16 | 2 | 46 | 662527291059 | Full Port, 2 Piece, Solder Connection, 600 WOG
100-808 | S-100NE | 2" | 118.746 | 12 | 2 | 52 | 662527291066 | Full Port, 2 Piece, Solder Connection, 600 WOG
100-809 | S-100NE | 2-1/2" | 337.7844 | 6 | 2 | 51 | 662527291073 | Full Port, 2 Piece, Solder Connection, 600 WOG
100-810 | S-100NE | 3" | 468.3393 | 4 | 2 | 51 | 662527291080 | Full Port, 2 Piece, Solder Connection, 600 WOG
100-701-LH | T-100NE-LH | 1/4" | 24.379 | 120 | 12 | 41 | 662527307033 | Full Port, 2 Piece, Threaded Connection, 600 WOG, with Stainless Steel Latch Lock Handle
100-702-LH | T-100NE-LH | 3/8" | 24.379 | 120 | 12 | 40 | 662527307040 | Full Port, 2 Piece, Threaded Connection, 600 WOG, with Stainless Steel Latch Lock Handle
100-703-LH | T-100NE-LH | 1/2" | 24.379 | 100 | 10 | 55 | 662527307057 | Full Port, 2 Piece, Threaded Connection, 600 WOG, with Stainless Steel Latch Lock Handle
100-704-LH | T-100NE-LH | 3/4" | 33.9051 | 60 | 10 | 52 | 662527307064 | Full Port, 2 Piece, Threaded Connection, 600 WOG, with Stainless Steel Latch Lock Handle
100-705-LH | T-100NE-LH | 1" | 54.0227 | 36 | 6 | 56 | 662527307071 | Full Port, 2 Piece, Threaded Connection, 600 WOG, with Stainless Steel Latch Lock Handle
100-706-LH | T-100NE-LH | 1-1/4" | 87.2093 | 24 | 4 | 57 | 662527307088 | Full Port, 2 Piece, Threaded Connection, 600 WOG, with Stainless Steel Latch Lock Handle
100-707-LH | T-100NE-LH | 1-1/2" | 115.4161 | 16 | 2 | 52 | 662527307095 | Full Port, 2 Piece, Threaded Connection, 600 WOG, with Stainless Steel Latch Lock Handle
100-708-LH | T-100NE-LH | 2" | 158.612 | 12 | 2 | 62 | 662527307101 | Full Port, 2 Piece, Threaded Connection, 600 WOG, with Stainless Steel Latch Lock Handle
100-703-IH | T-100NE-IH | 1/2" | 51.892 |  |  |  |  | Full Port, 2 Piece, Threaded Connection, 600 WOG, with Insulated Handle
100-704-IH | T-100NE-IH | 3/4" | 64.9487 |  |  |  |  | Full Port, 2 Piece, Threaded Connection, 600 WOG, with Insulated Handle
100-705-IH | T-100NE-IH | 1" | 92.4865 |  |  |  |  | Full Port, 2 Piece, Threaded Connection, 600 WOG, with Insulated Handle
100-706-IH | T-100NE-IH | 1-1/4" | 125.6731 |  |  |  |  | Full Port, 2 Piece, Threaded Connection, 600 WOG, with Insulated Handle
100-707-IH | T-100NE-IH | 1-1/2" | 162.1177 |  |  |  |  | Full Port, 2 Piece, Threaded Connection, 600 WOG, with Insulated Handle
100-708-IH | T-100NE-IH | 2" | 205.3136 |  |  |  |  | Full Port, 2 Piece, Threaded Connection, 600 WOG, with Insulated Handle
100-601 | T-100FMN | 1/4" | 20.7463 | 100 | 10 | 36 | 662527290816 | Full Port, 2 Piece, Male x Female Connection, 600 WOG
100-602 | T-100FMN | 3/8" | 20.7463 | 100 | 10 | 36 | 662527290823 | Full Port, 2 Piece, Male x Female Connection, 600 WOG
100-603 | T-100FMN | 1/2" | 20.7463 | 100 | 10 | 54 | 662527290830 | Full Port, 2 Piece, Male x Female Connection, 600 WOG
100-604 | T-100FMN | 3/4" | 29.3609 | 60 | 10 | 53 | 662527290847 | Full Port, 2 Piece, Male x Female Connection, 600 WOG
100-605 | T-100FMN | 1" | 45.4104 | 36 | 6 | 55 | 662527290854 | Full Port, 2 Piece, Male x Female Connection, 600 WOG
100-501 | T-100SSE | 1/4" | 36.3506 | 120 | 12 | 42 | 662527290625 | Full Port, 2 Piece, Threaded Connection, 600 WOG, Stainless Steel Ball and Stem
100-502 | T-100SSE | 3/8" | 36.3506 | 120 | 12 | 40 | 662527290632 | Full Port, 2 Piece, Threaded Connection, 600 WOG, Stainless Steel Ball and Stem
100-503 | T-100SSE | 1/2" | 36.3506 | 100 | 10 | 54 | 662527290649 | Full Port, 2 Piece, Threaded Connection, 600 WOG, Stainless Steel Ball and Stem
100-504 | T-100SSE | 3/4" | 48.6604 | 60 | 10 | 52 | 662527290663 | Full Port, 2 Piece, Threaded Connection, 600 WOG, Stainless Steel Ball and Stem
100-505 | T-100SSE | 1" | 71.4435 | 36 | 6 | 57 | 662527290670 | Full Port, 2 Piece, Threaded Connection, 600 WOG, Stainless Steel Ball and Stem
100-506 | T-100SSE | 1-1/4" | 106.9148 | 24 | 4 | 58 | 662527290687 | Full Port, 2 Piece, Threaded Connection, 600 WOG, Stainless Steel Ball and Stem
100-507 | T-100SSE | 1-1/2" | 144.2003 | 16 | 2 | 59 | 662527290694 | Full Port, 2 Piece, Threaded Connection, 600 WOG, Stainless Steel Ball and Stem
100-508 | T-100SSE | 2" | 199.572 | 12 | 2 | 70 | 662527290700 | Full Port, 2 Piece, Threaded Connection, 600 WOG, Stainless Steel Ball and Stem
100-509 | T-100SSE | 2-1/2" | 550.0112 | 6 | 2 | 69 | 662527290717 | Full Port, 2 Piece, Threaded Connection, 600 WOG, Stainless Steel Ball and Stem
100-510 | T-100SSE | 3" | 777.8312 | 4 | 2 | 70 | 662527290724 | Full Port, 2 Piece, Threaded Connection, 600 WOG, Stainless Steel Ball and Stem
100-533 | T-100SSS | 1/2" | 56.3178 | 100 | 10 | 55 | 662527294951 | Full Port, 2 Piece, Threaded Connection, 600 WOG, 250 WSP, with Steam Trim
100-534 | T-100SSS | 3/4" | 91.4218 | 60 | 6 | 52 | 662527294968 | Full Port, 2 Piece, Threaded Connection, 600 WOG, 250 WSP, with Steam Trim
100-535 | T-100SSS | 1" | 107.5158 | 36 | 6 | 57 | 662527294975 | Full Port, 2 Piece, Threaded Connection, 600 WOG, 250 WSP, with Steam Trim
100-536 | T-100SSS | 1-1/4" | 148.5744 | 24 | 4 | 58 | 662527294982 | Full Port, 2 Piece, Threaded Connection, 600 WOG, 250 WSP, with Steam Trim
100-537 | T-100SSS | 1-1/2" | 179.7272 | 16 | 2 | 59 | 662527294999 | Full Port, 2 Piece, Threaded Connection, 600 WOG, 250 WSP, with Steam Trim
100-538 | T-100SSS | 2" | 299.1855 | 12 | 2 | 71 | 662527295002 | Full Port, 2 Piece, Threaded Connection, 600 WOG, 250 WSP, with Steam Trim
170-103 | T-100STN | 1/2" | 37.3078 | 80 | 8 | 52 | 662527291738 | Full Port, 2 Piece, Threaded Connection, 600 WOG with Side Tap
170-104 | T-100STN | 3/4" | 48.1039 | 60 | 10 | 58 | 662527291745 | Full Port, 2 Piece, Threaded Connection, 600 WOG with Side Tap
170-105 | T-100STN | 1" | 75.2499 | 36 | 6 | 59 | 662527291752 | Full Port, 2 Piece, Threaded Connection, 600 WOG with Side Tap
170-106 | T-100STN | 1-1/4" | 131.7792 | 24 | 4 | 63 | 662527291769 | Full Port, 2 Piece, Threaded Connection, 600 WOG with Side Tap
170-107 | T-100STN | 1-1/2" | 177.7572 | 16 | 2 | 56 | 662527291776 | Full Port, 2 Piece, Threaded Connection, 600 WOG with Side Tap
170-108 | T-100STN | 2" | 247.5312 | 12 | 2 | 64 | 662527291783 | Full Port, 2 Piece, Threaded Connection, 600 WOG with Side Tap
160-103 | T-100UE | 1/2" | 55.1937 | 60 | 10 | 54 | 662527291608 | Full Port, 2 Piece, Single Union End, Threaded Connection, 600 WOG, with Side Tap
160-104 | T-100UE | 3/4" | 65.7449 | 36 | 6 | 48 | 662527291615 | Full Port, 2 Piece, Single Union End, Threaded Connection, 600 WOG, with Side Tap
160-105 | T-100UE | 1" | 102.2513 | 24 | 4 | 53 | 662527291622 | Full Port, 2 Piece, Single Union End, Threaded Connection, 600 WOG, with Side Tap
160-106 | T-100UE | 1-1/4" | 184.8582 | 16 | 2 | 59 | 662527291639 | Full Port, 2 Piece, Single Union End, Threaded Connection, 600 WOG, with Side Tap
160-107 | T-100UE | 1-1/2" | 246.229 | 8 | 2 | 39 | 662527291646 | Full Port, 2 Piece, Single Union End, Threaded Connection, 600 WOG, with Side Tap
160-108 | T-100UE | 2" | 369.5271 | 8 | 2 | 59 | 662527291653 | Full Port, 2 Piece, Single Union End, Threaded Connection, 600 WOG, with Side Tap
100-203 | JP-100 | 1/2" | 32.0655 | 60 | 10 | 33 | 662527290328 | Full Port, 2 Piece, Press Connection, 250 WOG
100-204 | JP-100 | 3/4" | 38.4541 | 40 | 10 | 35 | 662527290335 | Full Port, 2 Piece, Press Connection, 250 WOG
100-205 | JP-100 | 1" | 51.71 | 32 | 8 | 44 | 662527290342 | Full Port, 2 Piece, Press Connection, 250 WOG
100-206 | JP-100 | 1-1/4” | 88.7284 | 24 | 4 | 49 | 662527290359 | Full Port, 2 Piece, Press Connection, 250 WOG
100-207 | JP-100 | 1-1/2” | 123.71 | 4 |  | 14 | 662527290366 | Full Port, 2 Piece, Press Connection, 250 WOG
100-208 | JP-100 | 2” | 211.8484 | 4 |  | 20 | 662527290373 | Full Port, 2 Piece, Press Connection, 250 WOG
100-209XLC | JP-100 XLC | 2-1/2” | 388.2255 | 2 |  | 18 | 662527290397 | Full Port, 2 Piece, Press XLC Connection, 200 WOG
100-210XLC | JP-100 XLC | 3” | 825.0001 | 2 |  | 28 | 662527290410 | Full Port, 2 Piece, Press XLC Connection, 200 WOG
100-211XLC | JP-100 XLC | 4” | 1148.5047 | 1 |  | 25 | 662527290434 | Full Port, 2 Piece, Press XLC Connection, 200 WOG
160-503 | S-100-DUE | 1/2" | 49.3282 | 48 | 12 | 35 | 662527291660 | Full port, 2 Piece, Double Union End, Solder Connection, 400 WOG
160-504 | S-100-DUE | 3/4" | 67.548 | 48 | 8 | 57 | 662527291677 | Full port, 2 Piece, Double Union End, Solder Connection, 400 WOG
160-505 | S-100-DUE | 1" | 94.861 | 24 | 4 | 52 | 662527291684 | Full port, 2 Piece, Double Union End, Solder Connection, 400 WOG
160-506 | S-100-DUE | 1-1/4" | 124.1106 | 16 | 4 | 50 | 662527291691 | Full port, 2 Piece, Double Union End, Solder Connection, 400 WOG
160-507 | S-100-DUE | 1-1/2" | 184.5354 | 12 | 2 | 49 | 662527291707 | Full port, 2 Piece, Double Union End, Solder Connection, 400 WOG
160-508 | S-100-DUE | 2" | 282.2123 | 4 | 2 | 25 | 662527291714 | Full port, 2 Piece, Double Union End, Solder Connection, 400 WOG
100-833 | T-100FB | 1/2" | 58.4214 | 24 | 4 | 25 | 662527291127 | Full port, Threaded Connection, 400 WOG, with Integrated Stainer
100-834 | T-100FB | 3/4" | 61.0369 | 24 | 4 | 25 | 662527291134 | Full port, Threaded Connection, 400 WOG, with Integrated Stainer
100-835 | T-100FB | 1" | 110.9995 | 12 | 3 | 32 | 662527291141 | Full port, Threaded Connection, 400 WOG, with Integrated Stainer
100-836 | T-100FB | 1-1/4" | 197.3683 | 8 | 4 | 36 | 662527291158 | Full port, Threaded Connection, 400 WOG, with Integrated Stainer
100-837 | T-100FB | 1-1/2" | 254.5097 | 4 | 2 | 26 | 662527291165 | Full port, Threaded Connection, 400 WOG, with Integrated Stainer
100-838 | T-100FB | 2" | 375.1144 | 2 | 2 | 24 | 662527291172 | Full port, Threaded Connection, 400 WOG, with Integrated Stainer
100-295 | T-82-M | ¼" FIP x ¼" MIP | 14.1017 | 350 | 35 | 58 | 662527290441 | Full Port, 2 Piece, Threaded Connection, Mini Valves, 600 WOG
100-297 | T-82-M | ⅛" FIP x ⅛" MIP | 14.1017 | 200 | 50 | 39 | 662527290465 | Full Port, 2 Piece, Threaded Connection, Mini Valves, 600 WOG
100-298 | T-82-M | ¼" FIP x ⅛" MIP | 14.1017 | 250 | 25 | 47 | 662527290472 | Full Port, 2 Piece, Threaded Connection, Mini Valves, 600 WOG
100-299 | T-82-M | ¼" FIP x ¼" MIP | 14.1017 | 200 | 50 | 39 | 662527290489 | Full Port, 2 Piece, Threaded Connection, Mini Valves, 600 WOG
100-300 | T-82-M | ¼" FIP x ¼" FIP | 14.1017 | 200 | 50 | 45 | 662527290496 | Full Port, 2 Piece, Threaded Connection, Mini Valves, 600 WOG
100-430 | T-84-M | 1/8" | 10.1995 | 100 | 25 | 19 | 662527300621 | Standard Port, 1 Piece, Threaded Connection, Mini Valves, 450 WOG
100-431 | T-84-M | 1/4" | 10.6006 | 100 | 25 | 19 | 662527300638 | Standard Port, 1 Piece, Threaded Connection, Mini Valves, 450 WOG
100-432 | T-84-M | 3/8" | 10.5909 | 100 | 25 | 19 | 662527300645 | Standard Port, 1 Piece, Threaded Connection, Mini Valves, 450 WOG
100-433 | T-84-M | 1/2" | 13.7521 | 100 | 25 | 31 | 662527300652 | Standard Port, 1 Piece, Threaded Connection, Mini Valves, 450 WOG
100-440 | T-84-M | 1/8" | 9.6838 | 100 | 25 | 15 | 662527300669 | Standard Port, 1 Piece, Threaded Connection, Mini Valves, 450 WOG
100-441 | T-84-M | 1/4" | 10.0849 | 100 | 25 | 15 | 662527300676 | Standard Port, 1 Piece, Threaded Connection, Mini Valves, 450 WOG
100-442 | T-84-M | 3/8" | 10.0865 | 100 | 25 | 18 | 662527300683 | Standard Port, 1 Piece, Threaded Connection, Mini Valves, 450 WOG
100-443 | T-84-M | 1/2" | 13.351 | 100 | 25 | 29 | 662527300690 | Standard Port, 1 Piece, Threaded Connection, Mini Valves, 450 WOG
100-460 | T-84-EH | 1/8" | 11.0705 | 100 | 25 | 19 | 662527298096 | Standard Port, 1 Piece, Threaded Connection, Mini Valve, 450 WOG, with Extended Handle
100-461 | T-84-EH | 1/4" | 11.0076 | 100 | 25 | 19 | 662527298102 | Standard Port, 1 Piece, Threaded Connection, Mini Valve, 450 WOG, with Extended Handle
100-462 | T-84-EH | 3/8" | 11.0499 | 100 | 25 | 19 | 662527298119 | Standard Port, 1 Piece, Threaded Connection, Mini Valve, 450 WOG, with Extended Handle
100-463 | T-84-EH | 1/2" | 14.6558 | 100 | 25 | 31 | 662527298126 | Standard Port, 1 Piece, Threaded Connection, Mini Valve, 450 WOG, with Extended Handle
100-101 | JF-100T | 1/4" | 8.3353 | 120 | 10 | 39 | 662527290014 | Full Port, 2 Piece, Threaded Connection, 600 WOG
100-102 | JF-100T | 3/8" | 8.3251 | 120 | 10 | 40 | 662527290021 | Full Port, 2 Piece, Threaded Connection, 600 WOG
100-103 | JF-100T | 1/2" | 13.0247 | 100 | 10 | 48 | 662527290038 | Full Port, 2 Piece, Threaded Connection, 600 WOG
100-104 | JF-100T | 3/4" | 20.9891 | 80 | 10 | 63 | 662527290045 | Full Port, 2 Piece, Threaded Connection, 600 WOG
100-105 | JF-100T | 1" | 33.1036 | 48 | 8 | 56 | 662527290052 | Full Port, 2 Piece, Threaded Connection, 600 WOG
100-106 | JF-100T | 1-1/4" | 54.7125 | 36 | 4 | 67 | 662527290069 | Full Port, 2 Piece, Threaded Connection, 600 WOG
100-107 | JF-100T | 1-1/2" | 73.7091 | 24 | 2 | 61 | 662527290076 | Full Port, 2 Piece, Threaded Connection, 600 WOG
100-108 | JF-100T | 2" | 112.3965 | 12 | 3 | 44 | 662527290083 | Full Port, 2 Piece, Threaded Connection, 600 WOG
100-109 | JF-100T | 2-1/2” | 267.8832 | 6 |  | 49 | 662527290090 | Full Port, 2 Piece, Threaded Connection, 600 WOG
100-110 | JF-100T | 3" | 401.4618 | 6 |  | 66 | 662527290106 | Full Port, 2 Piece, Threaded Connection, 600 WOG
100-111 | JF-100T | 4" | 684.0728 | 2 |  | 40 | 662527290113 | Full Port, 2 Piece, Threaded Connection, 600 WOG
100-101TH | JF-100T | 1/4" | 9.5364 | 120 | 10 | 40 | 662527306890 | Full Port, 2 Piece, Threaded Connection, 600 WOG
100-102TH | JF-100T | 3/8" | 9.5364 | 120 | 10 | 40 | 662527306906 | Full Port, 2 Piece, Threaded Connection, 600 WOG
100-103TH | JF-100T | 1/2" | 14.0905 | 100 | 10 | 50 | 662527300959 | Full Port, 2 Piece, Threaded Connection, 600 WOG
100-104TH | JF-100T | 3/4" | 22.4397 | 120 | 10 | 40 | 662527306913 | Full Port, 2 Piece, Threaded Connection, 600 WOG
100-105TH | JF-100T | 1" | 34.4282 | 48 | 8 | 58 | 662527300973 | Full Port, 2 Piece, Threaded Connection, 600 WOG
100-113 | JF-100S | 1/2" | 11.6504 | 100 | 10 | 45 | 662527290120 | Full Port, 2 Piece, Solder Connection, 600 WOG
100-114 | JF-100S | 3/4" | 19.7088 | 80 | 10 | 61 | 662527290137 | Full Port, 2 Piece, Solder Connection, 600 WOG
100-115 | JF-100S | 1" | 30.6189 | 48 | 8 | 53 | 662527290144 | Full Port, 2 Piece, Solder Connection, 600 WOG
100-116 | JF-100S | 1-1/4" | 54.7655 | 36 | 4 | 68 | 662527290151 | Full Port, 2 Piece, Solder Connection, 600 WOG
100-117 | JF-100S | 1-1/2" | 73.62 | 24 | 2 | 62 | 662527290168 | Full Port, 2 Piece, Solder Connection, 600 WOG
100-118 | JF-100S | 2" | 112.6829 | 12 | 3 | 47 | 662527290175 | Full Port, 2 Piece, Solder Connection, 600 WOG
100-119 | JF-100S | 2-1/2” | 268.1101 | 6 |  | 44 | 662527290182 | Full Port, 2 Piece, Solder Connection, 600 WOG
100-120 | JF-100S | 3" | 401.024 | 6 |  | 55 | 662527290199 | Full Port, 2 Piece, Solder Connection, 600 WOG
100-121 | JF-100S | 4" | 686.617 | 2 |  | 35 | 662527290205 | Full Port, 2 Piece, Solder Connection, 600 WOG
100-101LH | JF-100T-LH | 1/4" | 9.9896 | 120 | 10 | 40 | 662527294197 | Full Port, 2 Piece, Threaded Connection, 600 WOG, with Latch Lock Handle
100-102LH | JF-100T-LH | 3/8" | 9.9896 | 120 | 10 | 40 | 662527294210 | Full Port, 2 Piece, Threaded Connection, 600 WOG, with Latch Lock Handle
100-103LH | JF-100T-LH | 1/2" | 14.9242 | 100 | 10 | 52 | 662527294227 | Full Port, 2 Piece, Threaded Connection, 600 WOG, with Latch Lock Handle
100-104LH | JF-100T-LH | 3/4" | 22.7531 | 80 | 10 | 70 | 662527294234 | Full Port, 2 Piece, Threaded Connection, 600 WOG, with Latch Lock Handle
100-105LH | JF-100T-LH | 1" | 35.7051 | 48 | 8 | 61 | 662527294241 | Full Port, 2 Piece, Threaded Connection, 600 WOG, with Latch Lock Handle
100-106LH | JF-100T-LH | 1-1/4" | 54.7478 | 36 | 4 | 68 | 662527294258 | Full Port, 2 Piece, Threaded Connection, 600 WOG, with Latch Lock Handle
100-107LH | JF-100T-LH | 1-1/2" | 77.9318 | 24 | 2 | 61 | 662527294265 | Full Port, 2 Piece, Threaded Connection, 600 WOG, with Latch Lock Handle
100-108LH | JF-100T-LH | 2" | 117.1404 | 12 | 3 | 45 | 662527294203 | Full Port, 2 Piece, Threaded Connection, 600 WOG, with Latch Lock Handle
100-109LH | JF-100T-LH | 2-1/2” | 272.6017 | 6 |  | 49 | 662527298058 | Full Port, 2 Piece, Threaded Connection, 600 WOG, with Latch Lock Handle
100-110LH | JF-100T-LH | 3" | 409.4307 | 6 |  | 69 | 662527298065 | Full Port, 2 Piece, Threaded Connection, 600 WOG, with Latch Lock Handle
100-111LH | JF-100T-LH | 4" | 720.6024 | 2 |  | 40 | 662527304162 | Full Port, 2 Piece, Threaded Connection, 600 WOG, with Latch Lock Handle
100-113LH | JF-100S-LH | 1/2" | 13.5765 | 100 | 10 | 45 | 662527294272 | Full Port, 2 Piece, Solder Connection, 600 WOG, with Latch Lock Handle
100-114LH | JF-100S-LH | 3/4" | 21.6606 | 80 | 10 | 61 | 662527294289 | Full Port, 2 Piece, Solder Connection, 600 WOG, with Latch Lock Handle
100-115LH | JF-100S-LH | 1" | 33.8055 | 48 | 8 | 53 | 662527294296 | Full Port, 2 Piece, Solder Connection, 600 WOG, with Latch Lock Handle
100-116LH | JF-100S-LH | 1-1/4" | 57.5469 | 36 | 4 | 68 | 662527294302 | Full Port, 2 Piece, Solder Connection, 600 WOG, with Latch Lock Handle
100-117LH | JF-100S-LH | 1-1/2" | 74.8063 | 24 | 2 | 62 | 662527294319 | Full Port, 2 Piece, Solder Connection, 600 WOG, with Latch Lock Handle
100-118LH | JF-100S-LH | 2" | 118.7922 | 12 | 3 | 47 | 662527294326 | Full Port, 2 Piece, Solder Connection, 600 WOG, with Latch Lock Handle
100-119LH | JF-100S-LH | 2-1/2” | 275.287 | 6 |  | 44 | 662527298041 | Full Port, 2 Piece, Solder Connection, 600 WOG, with Latch Lock Handle
100-120LH | JF-100S-LH | 3" | 357.726 | 6 |  | 55 | 662527298034 | Full Port, 2 Piece, Solder Connection, 600 WOG, with Latch Lock Handle
100-121LH | JF-100S-LH | 4" | 678.8959 | 2 |  | 35 | 662527304179 | Full Port, 2 Piece, Solder Connection, 600 WOG, with Latch Lock Handle
100-131 | JF-100TFM | 1/4" | 9.2782 | 120 | 10 | 60 | 662527292452 | Full Port, 2 Piece, Male x Female Connection, 600 WOG
100-132 | JF-100TFM | 3/8" | 9.2782 | 120 | 10 | 60 | 662527292469 | Full Port, 2 Piece, Male x Female Connection, 600 WOG
100-133 | JF-100TFM | 1/2" | 14.5964 | 100 | 10 | 50 | 662527292476 | Full Port, 2 Piece, Male x Female Connection, 600 WOG
100-134 | JF-100TFM | 3/4" | 22.3943 | 80 | 10 | 60 | 662527292483 | Full Port, 2 Piece, Male x Female Connection, 600 WOG
100-135 | JF-100TFM | 1" | 35.0526 | 48 | 8 | 58 | 662527292490 | Full Port, 2 Piece, Male x Female Connection, 600 WOG
100-131TH | JF-100TFM | 1/4" | 9.934 | 120 | 10 | 60 | 662527292612 | Full Port, 2 Piece, Male x Female Connection, 600 WOG
100-132TH | JF-100TFM | 3/8" | 10.2769 | 120 | 10 | 60 | 662527299789 | Full Port, 2 Piece, Male x Female Connection, 600 WOG
100-133TH | JF-100TFM | 1/2" | 15.4871 | 100 | 10 | 50 | 662527292629 | Full Port, 2 Piece, Male x Female Connection, 600 WOG
100-134TH | JF-100TFM | 3/4" | 23.6145 | 80 | 10 | 60 | 662527292636 | Full Port, 2 Piece, Male x Female Connection, 600 WOG
100-135TH | JF-100TFM | 1" | 37.1514 | 48 | 8 | 58 | 662527299796 | Full Port, 2 Piece, Male x Female Connection, 600 WOG
100-397 | T-83C | ⅛" FIP x ⅛" MIP | 9.421 | 250 | 25 | 40 | 662527290212 | Threaded Connection, 2 Piece, Mini Valves, Full Port, 600 WOG
100-398 | T-83C | ¼" FIP x ⅛" MIP | 9.421 | 200 | 20 | 40 | 662527290229 | Threaded Connection, 2 Piece, Mini Valves, Full Port, 600 WOG
100-399 | T-83C | ¼” FIP x ¼” MIP | 9.421 | 250 | 25 | 44 | 662527290236 | Threaded Connection, 2 Piece, Mini Valves, Full Port, 600 WOG
100-400 | T-83C | ¼” FIP x ¼” FIP | 9.421 | 200 | 20 | 33 | 662527290243 | Threaded Connection, 2 Piece, Mini Valves, Full Port, 600 WOG
100-397TH | T-83C | ⅛" FIP x ⅛" MIP | 9.4272 | 250 | 25 | 40 | 662527294142 | Threaded Connection, 2 Piece, Mini Valves, Full Port, 600 WOG
100-398TH | T-83C | ¼" FIP x ⅛" MIP | 9.4272 | 200 | 20 | 40 | 662527294159 | Threaded Connection, 2 Piece, Mini Valves, Full Port, 600 WOG
100-399TH | T-83C | ¼” FIP x ¼” MIP | 9.4272 | 250 | 25 | 40 | 662527294166 | Threaded Connection, 2 Piece, Mini Valves, Full Port, 600 WOG
100-400TH | T-83C | ¼” FIP x ¼” FIP | 9.4272 | 200 | 20 | 49 | 662527294173 | Threaded Connection, 2 Piece, Mini Valves, Full Port, 600 WOG
TQ-B1 | T-85-M | 1/4" MIP X 3/4" GHT | 22.2338 |  |  |  | 662527308535 | Drain and Blowdown Valve, Isolation Ball Valve, 600 WOG
500-803 | S-650-CE-4B | 1/2" | 238.3684 |  | 1 | 2 | 662527293503 | Oxygen Cleaned for Medical Gas, 3 Piece 4 Bolt, Copper Stub Connection, 600 WOG
500-804 | S-650-CE-4B | 3/4" | 330.9408 |  | 1 | 3 | 662527293510 | Oxygen Cleaned for Medical Gas, 3 Piece 4 Bolt, Copper Stub Connection, 600 WOG
500-805 | S-650-CE-4B | 1" | 444.12 |  | 1 | 4 | 662527293527 | Oxygen Cleaned for Medical Gas, 3 Piece 4 Bolt, Copper Stub Connection, 600 WOG
500-806 | S-650-CE-4B | 1-1/4" | 552.0483 |  | 1 | 5 | 662527293534 | Oxygen Cleaned for Medical Gas, 3 Piece 4 Bolt, Copper Stub Connection, 600 WOG
500-807 | S-650-CE-4B | 1-1/2" | 814.398 |  | 1 | 7 | 662527293541 | Oxygen Cleaned for Medical Gas, 3 Piece 4 Bolt, Copper Stub Connection, 600 WOG
500-808 | S-650-CE-4B | 2" | 1772.5993 |  | 1 | 17 | 662527293558 | Oxygen Cleaned for Medical Gas, 3 Piece 4 Bolt, Copper Stub Connection, 600 WOG
500-823 | S-675-GP-4B | 1/2" | 252.1344 |  | 1 | 2 | 662527293565 | Oxygen Cleaned for Medical Gas, 3 Piece 4 Bolt, Copper Stub Connection, with Double Gauge Port, 600 WOG
500-824 | S-675-GP-4B | 3/4" | 346.3351 |  | 1 | 3 | 662527293572 | Oxygen Cleaned for Medical Gas, 3 Piece 4 Bolt, Copper Stub Connection, with Double Gauge Port, 600 WOG
500-833 | S-675-DGP-4B | 1/2" | 269.974 |  | 1 | 2 | 662527295101 | Oxygen Cleaned for Medical Gas, 3 Piece 4 Bolt, Copper Stub Connection, with Double Gauge Port, 600 WOG
500-834 | S-675-DGP-4B | 3/4" | 363.9582 |  | 1 | 3 | 662527295118 | Oxygen Cleaned for Medical Gas, 3 Piece 4 Bolt, Copper Stub Connection, with Double Gauge Port, 600 WOG
500-835 | S-675-DGP-4B | 1" | 501.0837 |  | 1 | 4 | 662527295125 | Oxygen Cleaned for Medical Gas, 3 Piece 4 Bolt, Copper Stub Connection, with Double Gauge Port, 600 WOG
500-836 | S-675-DGP-4B | 1-1/4" | 640.5915 |  | 1 | 5 | 662527295132 | Oxygen Cleaned for Medical Gas, 3 Piece 4 Bolt, Copper Stub Connection, with Double Gauge Port, 600 WOG
500-837 | S-675-DGP-4B | 1-1/2" | 883.3394 |  | 1 | 7 | 662527295149 | Oxygen Cleaned for Medical Gas, 3 Piece 4 Bolt, Copper Stub Connection, with Double Gauge Port, 600 WOG
500-838 | S-675-DGP-4B | 2" | 1839.3371 |  | 1 | 13 | 662527295156 | Oxygen Cleaned for Medical Gas, 3 Piece 4 Bolt, Copper Stub Connection, with Double Gauge Port, 600 WOG
899-563 | Med Gas Repair Kit | 1/2" | 6.2531 |  | 1 |  | 662527310408 | Repair kit for Medical Gas Ball Valves
899-564 | Med Gas Repair Kit | 3/4" | 8.3604 |  | 1 |  | 662527310415 | Repair kit for Medical Gas Ball Valves
899-565 | Med Gas Repair Kit | 1" | 14.283 |  | 1 |  | 662527310422 | Repair kit for Medical Gas Ball Valves
899-566 | Med Gas Repair Kit | 1-1/4" | 19.6271 |  | 1 |  | 662527310439 | Repair kit for Medical Gas Ball Valves
899-567 | Med Gas Repair Kit | 1-1/2" | 29.0343 |  | 1 |  | 662527310446 | Repair kit for Medical Gas Ball Valves
899-568 | Med Gas Repair Kit | 2" | 43.028 |  | 1 |  | 662527310453 | Repair kit for Medical Gas Ball Valves
101-401 | T-204 | 1/4" | 16.6171 | 120 | 12 | 44 | 662527291219 | Gas Ball Valve, 2 Piece, 600 WOG
101-402 | T-204 | 3/8" | 17.5854 | 120 | 12 | 40 | 662527291226 | Gas Ball Valve, 2 Piece, 600 WOG
101-403 | T-204 | 1/2" | 12.8552 | 120 | 12 | 49 | 662527291233 | Gas Ball Valve, 2 Piece, 600 WOG
101-404 | T-204 | 3/4" | 21.3362 | 80 | 8 | 56 | 662527291257 | Gas Ball Valve, 2 Piece, 600 WOG
101-411 | T-204 | 1/4" | 16.6171 | 120 | 12 | 44 | 662527291271 | Gas Ball Valve, 2 Piece, 600 WOG
101-412 | T-204 | 3/8" | 17.5854 | 120 | 12 | 38 | 662527291288 | Gas Ball Valve, 2 Piece, 600 WOG
101-413 | T-204 | 1/2" | 12.8552 | 120 | 12 | 49 | 662527291295 | Gas Ball Valve, 2 Piece, 600 WOG
101-414 | T-204 | 3/4" | 21.3362 | 80 | 8 | 56 | 662527291318 | Gas Ball Valve, 2 Piece, 600 WOG
101-404BRT* | T-204 | 3/4” | 32.4662 | 60 | 6 | 52 | 662527291264 | Gas Ball Valve, 2 Piece, 600 WOG
101-502 | T-204 | 3/8" x 1/2" | 17.2849 | 140 | 14 | 56 | 662527291332 | Gas Ball Valve, 2 Piece, 600 WOG
101-503 | T-204 | 1/2" x 1/2" | 17.2849 | 140 | 14 | 61 | 662527291349 | Gas Ball Valve, 2 Piece, 600 WOG
101-504 | T-204 | 5/8" x 3/4" | 24.653 | 80 | 8 | 51 | 662527292315 | Gas Ball Valve, 2 Piece, 600 WOG
101-512 | T-204 | 3/8" x 1/2" | 17.2849 | 140 | 14 | 55 | 662527291356 | Gas Ball Valve, 2 Piece, 600 WOG
101-513 | T-204 | 1/2" x 1/2" | 17.2849 | 140 | 14 | 60 | 662527291363 | Gas Ball Valve, 2 Piece, 600 WOG
101-601 | T-204 | 1/2" x 3/8" | 19.0434 | 120 | 12 | 52 | 662527291370 | Gas Ball Valve, 2 Piece, 600 WOG
101-602 | T-204 | 3/8" x 3/8" | 17.2849 | 120 | 12 | 48 | 662527291387 | Gas Ball Valve, 2 Piece, 600 WOG
101-603 | T-204 | 1/2" x 1/2" | 17.2849 | 120 | 12 | 54 | 662527291394 | Gas Ball Valve, 2 Piece, 600 WOG
101-604 | T-204 | 5/8" x 5/8" | 25.3319 | 80 | 8 | 51 | 662527291400 | Gas Ball Valve, 2 Piece, 600 WOG
101-702 | T-204 | 1/2" x 3/8" | 17.2849 | 120 | 12 | 51 | 662527291448 | Gas Ball Valve, 2 Piece, Integrated Dielectric Union End, 600 WOG
101-703 | T-204 | 1/2" x 1/2" | 17.2849 | 120 | 12 | 52 | 662527291455 | Gas Ball Valve, 2 Piece, Integrated Dielectric Union End, 600 WOG
101-513DU | T-204DU | 1/2" x 1/2" | 25.7548 | 80 | 8 | 58 | 662527297433 | Gas Ball Valve, 2 Piece, Integrated Dielectric Union End, 600 WOG
101-403DU | T-204DU | 1/2" x 1/2" | 25.7548 | 80 | 8 | 54 | 662527297648 | Gas Ball Valve, 2 Piece, Integrated Dielectric Union End, 600 WOG
101-404DU | T-204DU | 3/4" x 3/4" | 43.0954 | 40 | 4 | 43 | 662527297655 | Gas Ball Valve, 2 Piece, Integrated Dielectric Union End, 600 WOG
101-703DU | T-204DU | 1/2" x 1/2" | 26.0442 | 60 | 6 | 46 | 662527297778 | Gas Ball Valve, 2 Piece, Integrated Dielectric Union End, 600 WOG
101-704DU | T-204DU | 3/4" x 5/8" | 43.7409 | 40 | 8 | 44 | 662527304209 | Gas Ball Valve, 2 Piece, Integrated Dielectric Union End, 600 WOG
101-803DU | T-204DU | 1/2" x 1/2" | 26.0442 | 60 | 6 | 46 | 662527297761 | Gas Ball Valve, 2 Piece, Integrated Dielectric Union End, 600 WOG
101-804DU | T-204DU | 3/4" x 3/4" | 43.7409 | 40 | 8 | 47 | 662527297754 | Gas Ball Valve, 2 Piece, Integrated Dielectric Union End, 600 WOG
102-301 | T-203 | 1/4" | 22.3157 | 100 | 10 | 44 | 662527291462 | Gas Ball Valve, 2 Piece, 600 WOG, with Side Tap
102-302 | T-203 | 3/8" | 22.3157 | 100 | 10 | 40 | 662527291479 | Gas Ball Valve, 2 Piece, 600 WOG, with Side Tap
102-303 | T-203 | 1/2" | 22.3157 | 100 | 10 | 47 | 662527291486 | Gas Ball Valve, 2 Piece, 600 WOG, with Side Tap
102-304 | T-203 | 3/4" | 28.337 | 80 | 8 | 61 | 662527291493 | Gas Ball Valve, 2 Piece, 600 WOG, with Side Tap
102-402 | T-203 | 3/8" | 26.7788 | 120 | 12 | 51 | 662527291509 | Gas Ball Valve, 2 Piece, 600 WOG, with Side Tap
102-403 | T-203 | 1/2" | 26.7788 | 120 | 12 | 57 | 662527291516 | Gas Ball Valve, 2 Piece, 600 WOG, with Side Tap
102-404 | T-203 | 5/8" | 37.3968 | 80 | 8 | 54 | 662527291523 | Gas Ball Valve, 2 Piece, 600 WOG, with Side Tap
102-405 | T-203 | 1/2" | 33.1785 | 100 | 10 | 50 | 662527291530 | Gas Ball Valve, 2 Piece, 600 WOG, with Side Tap
102-303DU | T-203DU | 1/2” | 28.7265 | 60 | 6 | 49 | 662527297785 | Gas Ball Valve, Integrated Dielectric Union End, 600 WOG, with Side Tap
102-304DU | T-203DU | 3/4” | 41.1476 | 40 | 4 | 48 | 662527297792 | Gas Ball Valve, Integrated Dielectric Union End, 600 WOG, with Side Tap
102-403DU | T-203DU | 1/2” | 31.0082 | 60 | 6 | 48 | 662527301581 | Gas Ball Valve, Integrated Dielectric Union End, 600 WOG, with Side Tap
102-313DU | T-203DU | 1/2” | 27.9252 | 60 | 6 | 43 | 662527301567 | Gas Ball Valve, Integrated Dielectric Union End, 600 WOG, with Side Tap
102-314DU | T-203DU | 3/4” | 40.5689 | 40 | 4 | 44 | 662527301574 | Gas Ball Valve, Integrated Dielectric Union End, 600 WOG, with Side Tap
102-413DU | T-203DU | 1/2” | 31.0082 | 60 | 6 | 42 | 662527303790 | Gas Ball Valve, Integrated Dielectric Union End, 600 WOG, with Side Tap
703-102 | LP DU | 1/2" MIP x 3/8" FL | 23.954 | 100 | 10 | 57 | 662527305824 | LP Dielectric Union, Brass MIP x Flare, 250 PSI
703-103 | LP DU | 1/2" MIP x 1/2" FL | 25.8549 | 100 | 10 | 59 | 662527305831 | LP Dielectric Union, Brass MIP x Flare, 250 PSI
703-104 | LP DU | 1/2" MIP x 5/8" FL | 26.0737 | 100 | 10 | 64 | 662527305848 | LP Dielectric Union, Brass MIP x Flare, 250 PSI
704-102 | LP DU | 3/4" MIP x 3/8" FL | 30.9846 | 60 | 6 | 47 | 662527305855 | LP Dielectric Union, Brass MIP x Flare, 250 PSI
704-103 | LP DU | 3/4" MIP x 1/2" FL | 32.1013 | 60 | 6 | 49 | 662527305862 | LP Dielectric Union, Brass MIP x Flare, 250 PSI
704-104 | LP DU | 3/4" MIP x 5/8" FL | 33.5804 | 60 | 6 | 51 | 662527305879 | LP Dielectric Union, Brass MIP x Flare, 250 PSI
102-513 | T-205 | 1/2" | 12.844 | 120 | 12 | 49 | 662527291578 | Gas Ball Valve, 2 Piece, 400 WOG
102-514 | T-205 | 3/4" | 17.9638 | 100 | 10 | 58 | 662527291585 | Gas Ball Valve, 2 Piece, 400 WOG
102-503 | T-205 | 1/2" | 12.844 | 140 | 14 | 60 | 662527291547 | Gas Ball Valve, 2 Piece, 400 WOG
102-504 | T-205 | 3/4" | 17.9638 | 100 | 10 | 59 | 662527291554 | Gas Ball Valve, 2 Piece, 400 WOG
102-505 | T-205 | 1" | 29.2942 | 60 | 10 | 57 | 662527291561 | Gas Ball Valve, 2 Piece, 400 WOG
102-603 | T-2005C | 1/2" | 9.8723 | 100 | 10 | 35 | 662527290250 | Gas Ball Valve, 2 Piece, 175 WOG
102-604 | T-2005C | 3/4" | 14.7413 | 100 | 10 | 52 | 662527290267 | Gas Ball Valve, 2 Piece, 175 WOG
102-605 | T-2005C | 1" | 23.6406 | 60 | 6 | 51 | 662527290274 | Gas Ball Valve, 2 Piece, 175 WOG
102-623 | T-2005C | 1/2" | 9.8723 | 100 | 10 | 34 | 662527306371 | Gas Ball Valve, 2 Piece, 175 WOG
102-624 | T-2005C | 3/4" | 14.7413 | 100 | 10 | 48 | 662527306388 | Gas Ball Valve, 2 Piece, 175 WOG
102-625 | T-2005C | 1" | 23.6406 | 60 | 6 | 52 | 662527306395 | Gas Ball Valve, 2 Piece, 175 WOG
102-612 | T-2004C | 3/8" | 10.1477 | 100 | 10 | 31 | 662527290281 | Gas Vall Valve, 2 Piece, Flare x Flare Connection, 175 WOG
102-613 | T-2004C | 1/2" | 11.3972 | 100 | 10 | 38 | 662527290298 | Gas Vall Valve, 2 Piece, Flare x Flare Connection, 175 WOG
102-614 | T-2004C | 5/8" | 16.3487 | 60 | 10 | 51 | 662527290304 | Gas Vall Valve, 2 Piece, Flare x Flare Connection, 175 WOG
102-633 | T-2004C | 1/2" | 10.8525 | 100 | 10 | 38 | 662527306401 | Gas Vall Valve, 2 Piece, Flare x FIP Connection, 175 WOG
101-612 | T-2004C | 3/8" x 3/8" | 17.2849 | 120 | 12 | 47 | 662527291417 | Gas Ball Valve, 2 Piece, 600 WOG
101-613 | T-2004C | 1/2" x 1/2" | 17.2849 | 120 | 12 | 54 | 662527291424 | Gas Ball Valve, 2 Piece, 600 WOG
101-614 | T-2004C | 5/8" x 5/8" | 25.3319 | 80 | 8 | 51 | 662527291431 | Gas Ball Valve, 2 Piece, 600 WOG
240-003B | 175-LWN Brass | 1/2" | 35.5063 | 40 | 10 | 47 | 662527291790 | Utility Gas Ball Valve, Full Port, 175 PSIG
240-003P | 175-LWN Painted | 1/2" | 42.9915 | 40 | 10 | 48 | 662527294777 | Utility Gas Ball Valve, Full Port, 175 PSIG
240-004B | 175-LWN Brass | 3/4" | 39.5936 | 40 | 10 | 51 | 662527291806 | Utility Gas Ball Valve, Full Port, 175 PSIG
240-004P | 175-LWN Painted | 3/4" | 43.4498 | 40 | 10 | 50 | 662527294784
240-004T | 175-LWN TEA | 3/4" | 43.456 | 40 | 10 | 51 | 662527291813
240-005B | 175-LWN Brass | 1" | 55.4512 | 24 | 6 | 50 | 662527291820 | Utility Gas Ball Valve, Full Port, 175 PSIG
240-005P | 175-LWN Painted | 1" | 60.2854 | 24 | 6 | 49 | 662527294791
240-005T | 175-LWN TEA | 1" | 60.2909 | 24 | 6 | 50 | 662527291837
240-006B | 175-LWN Brass | 1-1/4" | 100.3749 | 16 | 4 | 47 | 662527291844 | Utility Gas Ball Valve, Full Port, 175 PSIG
240-006P | 175-LWN Painted | 1-1/4" | 113.527 | 16 | 4 | 47 | 662527294807
240-006T | 175-LWN TEA | 1-1/4" | 113.5208 | 16 | 4 | 47 | 662527291851
240-007B | 175-LWN Brass | 1-1/2" | 146.2109 | 8 | 2 | 32 | 662527291868 | Utility Gas Ball Valve, Full Port, 175 PSIG
240-007P | 175-LWN Painted | 1-1/2" | 160.5956 | 8 | 2 | 32 | 662527294814
240-007T | 175-LWN TEA | 1-1/2" | 160.594 | 12 | 3 | 48 | 662527291875
240-008B | 175-LWN Brass | 2" | 194.9479 | 8 | 4 | 49 | 662527291882 | Utility Gas Ball Valve, Full Port, 175 PSIG
240-008P | 175-LWN Painted | 2" | 214.3567 | 8 | 4 | 49 | 662527294821
240-008T | 175-LWN TEA | 2" | 214.3566 | 8 | 4 | 49 | 662527291899
241-004D | 175-LWIN Brass | 3/4" | 60.9701 | 30 | 5 | 59 | 662527291912 | Utility Gas Ball Valve, Full Port, 175 PSIG, with Insulated Tail Piece
241-004P | 175-LWIN Painted | 3/4" | 66.691 | 32 | 5 | 69 | 662527294869
241-004T | 175-LWIN TEA | 3/4" | 66.691 | 20 | 5 | 39 | 662527291936
241-005D | 175-LWIN Brass | 1" | 87.2481 | 12 | 2 | 43 | 662527304056 | Utility Gas Ball Valve, Full Port, 175 PSIG, with Insulated Tail Piece
241-005P | 175-LWIN Painted | 1" | 91.3662 | 12 | 2 | 50 | 662527294876
241-005T | 175-LWIN TEA | 1" | 91.3662 | 12 | 2 | 43 | 662527291981
241-006D | 175-LWIN Brass | 1-1/4" | 135.4298 | 8 | 2 | 43 | 662527297976 | Utility Gas Ball Valve, Full Port, 175 PSIG, with Insulated Tail Piece
241-006P | 175-LWIN Painted | 1-1/4" | 145.714 | 12 | 2 | 46 | 662527294883
241-006T | 175-LWIN TEA | 1-1/4" | 145.714 | 8 | 2 | 52 | 662527292025
241-008T | 175-LWIN TEA | 2" | 430.3526 | 4 | 2 | 41 | 662527307422
242-005B | 125-LWN Brass | 1" | 47.8145 | 24 | 6 | 40 | 662527292063 | Utility Gas Ball Valve, Full Port, 125 PSIG
242-005P | 125-LWN Painted | 1" | 48.5491 | 24 | 6 | 40 | 662527294845 | Utility Gas Ball Valve, Full Port, 125 PSIG
246-005B | 125-LWN MIP x FIP Brass | 1" | 51.9326 | 24 | 6 | 39 | 662527292155 | Utility Gas Ball Valve, Full Port, 125 PSIG
246-006B | 1-1/4 IN, 125-LWN, Lockwing MIP X FIP, BRASS | 1-1/4" | 80.392 | 24 | 6 | 39 | 662527309907
243-004D | 175-LWIBP Brass | 3/4" | 72.4786 | 16 | 4 | 44 | 662527292087 | Utility Gas Ball Valve, Full Port, Service Bypass, 175 PSIG, with Insulated Tail Piece
243-004P | 175-LWIBP Painted | 3/4" | 76.5521 | 20 | 5 | 44 | 662527304674
243-004T | 3/4 IN, 175-LWIBP RESIDENTIAL BYPASS, TEA COAT | 3/4" | 91.8002 | 16 | 4 | 44 | 662527309044
243-004TV | 3/4 IN, 175-LWIBP RESIDENTIAL TEA BYPASS VALVE BODY, no tail piece | 3/4" | 70.7534 | 16 | 4 | 44 | 662527311658
243-004EXT | 175-LWIBP Extenstion | 3/4" | 73.3133 | 16 | 16 | 41 | 662527292094 | Utility Gas Ball Valve, Full Port, Service Bypass, 175 PSIG, with Insulated Tail Piece
243-005D | 175-LWIBP Brass | 1" | 113.7152 | 16 | 4 | 54 | 662527290007 | Utility Gas Ball Valve, Full Port, Service Bypass, 125 PSIG, with Insulated Tail Piece
243-005T | 175-LWIBP Brass | 1" | 121.662 | 16 | 4 | 44 | 662527311061
244-004B | 175-LWBP Brass | 3/4" | 49.7511 | 20 | 5 | 31
244-005B | 125-LWBP Brass | 1" | 61.816 | 20 | 5 | 39 | 662527292124 | Utility Gas Ball Valve, Full Port, Service Bypass, 125 PSIG
244-005P | 125-LWBP Painted | 1" | 65.6893 | 20 | 5 | 40 | 662527294852 | Utility Gas Ball Valve, Full Port, Service Bypass, 125 PSIG
243-204B | 175 LWMP MxM Bypass | 3/4" | 61.9385 | 16 | 4 | 28 | 662527307118 | Utility Gas Ball Valve, Full Port, Male x Male, Service Bypess, 175 PSIG
244-105B | 125-LWUBP Brass | 1" | 80.6369 | 16 | 4 | 41 | 662527292148 | Utility Gas Ball Valve, Full Port, Service Bypass, 125 PSIG, with Union Tail Piece
244-105P | 125-LWUBP Painted | 1" | 82.0504 | 20 | 5 | 51 | 662527304681 | Utility Gas Ball Valve, Full Port, Service Bypass, 125 PSIG, with Union Tail Piece
245-005B | 125L BP 1 INCH BY PASS VALVE FXF BRASS | 1" 20lt | 92.0006 | 16 | 4 | 40 | 662527305596 | Utility Gas Ball Valve, Full Port, Service Bypass, 125 PSIG, with Meter Nut and Swivel Connection
245-105B | 125L BP 1 INCH BY PASS VALVE FXF BRASS | 1" 30lt | 95.807 | 16 | 4 | 43 | 662527307170 | Utility Gas Ball Valve, Full Port, Service Bypass, 125 PSIG, with Meter Nut and Swivel Connection
245-005BA | 125 LWBP 1 inch angle body Bypass VALVE F x 20 LT BRASS | 1" 20lt | 99.6135 | 16 | 4 | 41 | 662527305602 | Utility Gas Ball Valve, Full Port, Service Bypass, 125 PSIG, Angle Body with Meter Nut and Swivel Connection
245-105BA | 125 LWBP 1 INCH BY PASS VALVE FXF BRASS | 1" 30lt | 106.592 | 16 | 4 | 44 | 662527307187 | Utility Gas Ball Valve, Full Port, Service Bypass, 175 PSIG, with Insulated Tail Piece
243-104T | 175 LWIBP TEA Insulated Bypass Valve | 3/4" | 123.8769 | 8 | 1 | 27 | 662527306968 | Utility Gas Ball Valve, Full Port, Service Bypass, 175 PSIG, with Insulated Tail Piece
243-006D | 175-LWIBP Commercial Bypass | 1-1/4" | 178.8035 | 8 | 2 | 47 | 662527304964 | Utility Gas Ball Valve, Full Port, Service Bypass, 175 PSIG, with Insulated Tail Piece
243-006T | 175 LWIBP Commercial Bypass | 1-1/4" | 197.5798 | 8 | 2 | 47 | 662527304575 | Utility Gas Ball Valve, Full Port, Service Bypass, 175 PSIG, with Insulated Tail Piece
243-008T | 176 LWIBP Commercial Bypass | 2" | 499.2584 | 2 | 1 | 25 | 662527307439 | Utility Gas Ball Valve, Full Port, Service Bypass, 175 PSIG, with Insulated Tail Piece
244-006B | 175L BP 1-1/4 INCH BY PASS VALVE FXF BRASS | 1-1/4" | 139.2252 | 8 | 2 | 36 | 662527304599 | Utility Gas Ball Valve, Full Port, Service Bypass, 175 PSIG
244-007B | 175L BP 1 1/2 INCH BY PASS VALVE FXF BRASS | 1-1/2" | 188.3864 | 4 | 2 | 45 | 662527304605 | Utility Gas Ball Valve, Full Port, Service Bypass, 175 PSIG
244-008B | 175-LWBP Commercial Bypass | 2" | 236.724 | 6 | 1 | 48 | 662527292131 | Utility Gas Ball Valve, Full Port, Service Bypass, 175 PSIG
244-008T | 175 LWBP ByPass | 2" | 269.2013 | 6 | 1 | 48 | 662527304582 | Utility Gas Ball Valve, Full Port, Service Bypass, 175 PSIG
245-106B | 1 1/4 IN 175 LWBP CMMRCL BYPASS VLV W/ 30LT NUT,SWVL | 1-1/4" | 217.5692 | 4 | 2 | 22 | 662527307194
247-106B | 1 1/4 IN 175 LWBP CMMRCL BYPASS VLV W/ 30LT NUT,SWVL | 1-1/4" | 234.2754 | 8 | 2 | 43 | 662527309891
243-004K | Bypass Key | NA | 25.9663 | 100 |  | 15 | 662527292100 | Bypass Key
243-004KB | Bypass Key with brass exstension | NA | 21.6033 | 20 | 5 | 4 | 662527306203 | Bypass Key Handle
241-004EUM | Ext Mail Tailpiece | 3/4" | 20.4569 | 80 | 2 | 51 | 662527291929 | Insualted Extended Male Tail Piece
103-525 | F-351 | 2-1/2" | 377.9773 |  |  | 44 | 662527308597 | FLANGE C.I. GATE VALVE NRS CLASS 125
103-503 | F-351 | 3" | 423.9987 |  |  | 55 | 662527308603 | FLANGE C.I. GATE VALVE NRS CLASS 126
103-504 | F-351 | 4" | 670.9631 |  |  | 99 | 662527308610 | FLANGE C.I. GATE VALVE NRS CLASS 127
103-506 | F-351 | 6" | 1265.6396 |  |  | 183 | 662527308627 | FLANGE C.I. GATE VALVE NRS CLASS 128
103-508 | F-351 | 8" | 1940.9736 |  |  | 249 | 662527308634 | FLANGE C.I. GATE VALVE NRS CLASS 129
103-625 | F-361 | 2-1/2" | 421.8334 |  |  | 48 | 662527308665 | OSY FLANGE C.I. GATE VALVE CLASS 125
103-603 | F-361 | 3" | 505.4478 |  |  | 59 | 662527308672 | OSY FLANGE C.I. GATE VALVE CLASS 126
103-604 | F-361 | 4" | 782.1078 |  |  | 105 | 662527308689 | OSY FLANGE C.I. GATE VALVE CLASS 127
103-606 | F-361 | 6" | 1384.1278 |  |  | 194 | 662527308696 | OSY FLANGE C.I. GATE VALVE CLASS 128
103-608 | F-361 | 8" | 2116.2845 |  |  | 272 | 662527308702 | OSY FLANGE C.I. GATE VALVE CLASS 129
103-610 | F-361 | 10" | 3075.6541 |  |  | 438 | 662527308719 | OSY FLANGE C.I. GATE VALVE CLASS 130
103-612 | F-361 | 12" | 4194.6658 |  |  | 608 | 662527308726 | OSY FLANGE C.I. GATE VALVE CLASS 131
105-725 | F-571 | 2-1/2" | 339.1395 |  |  | 24 | 662527308733 | C.I. SWING CHECK VALVE CLASS 125
105-703 | F-571 | 3" | 395.2586 |  |  | 44 | 662527308740 | C.I. SWING CHECK VALVE CLASS 126
105-704 | F-571 | 4" | 610.4335 |  |  | 78 | 662527308757 | C.I. SWING CHECK VALVE CLASS 127
105-706 | F-571 | 6" | 1123.6255 |  |  | 152 | 662527308764 | C.I. SWING CHECK VALVE CLASS 128
105-708 | F-571 | 8" | 1855.6125 |  |  | 259 | 662527308771 | C.I. SWING CHECK VALVE CLASS 129
105-710 | F-571 | 10" | 2989.3 |  |  | 417 | 662527308788 | C.I. SWING CHECK VALVE CLASS 130
105-712 | F-571 | 12" | 4412.4993 |  |  | 615 | 662527308795 | C.I. SWING CHECK VALVE CLASS 131
106-625 | F-651 | 2-1/2" | 230.8491 |  |  | 31 | 662527308801 | Y STRAINER CLASS 125 20 SS MESH
106-603 | F-651 | 3" | 288.5613 |  |  | 42 | 662527308818 | Y STRAINER CLASS 125 20 SS MESH
106-604 | F-651 | 4" | 403.9859 |  |  | 60 | 662527308825 | Y STRAINER CLASS 125 20 SS MESH
106-606 | F-651 | 6" | 865.684 |  |  | 127 | 662527308832 | Y STRAINER CLASS 125 20 SS MESH
106-608 | F-651 | 8" | 1731.2852 |  |  | 227 | 662527308849 | Y STRAINER CLASS 125 20 SS MESH
105-925 | F-591 | 2-1/2" | 81.4344 |  |  | 11 | 662527308870 | WAFER CHECK VALVE CLASS 125
105-903 | F-591 | 3" | 113.6087 |  |  | 13 | 662527308887 | WAFER CHECK VALVE CLASS 126
105-904 | F-591 | 4" | 154.7298 |  |  | 20 | 662527308894 | WAFER CHECK VALVE CLASS 127
105-906 | F-591 | 6" | 307.6495 |  |  | 33 | 662527308900 | WAFER CHECK VALVE CLASS 128
105-908 | F-591 | 8" | 554.824 |  |  | 62 | 662527308917 | WAFER CHECK VALVE CLASS 129
600-02DSEL | BFV-Lug | 2” | 147.5955 | 1 | 1 |  | 662527299161 | Lug Style, Epoxy-Coated Ductile Iron Body, Stainless Steel Disc
600-212DSEL | BFV-Lug | 2-1/2” | 180.1128 | 1 | 1 |  | 662527299659 | Lug Style, Epoxy-Coated Ductile Iron Body, Stainless Steel Disc
600-03DSEL | BFV-Lug | 3” | 203.4326 | 1 | 1 |  | 662527298973 | Lug Style, Epoxy-Coated Ductile Iron Body, Stainless Steel Disc
600-04DSEL | BFV-Lug | 4” | 301.8537 | 1 | 1 |  | 662527299109 | Lug Style, Epoxy-Coated Ductile Iron Body, Stainless Steel Disc
600-04DSEG | BFV-Lug | 4" | 435.7763 | 1 | 1 |  | 662527313898 | Lug Style, Epoxy-Coated Ductile Iron Body, Stainless Steel Disc
600-05DSEL | BFV-Lug | 5” | 385.6457 | 1 | 1 |  | 662527299062 | Lug Style, Epoxy-Coated Ductile Iron Body, Stainless Steel Disc
600-06DSEL | BFV-Lug | 6” | 497.8993 | 1 | 1 |  | 662527299017 | Lug Style, Epoxy-Coated Ductile Iron Body, Stainless Steel Disc
600-06DSEG | BFV-Lug | 6" | 631.8314 | 1 | 1 |  | 662527313256 | Lug Style, Epoxy-Coated Ductile Iron Body, Stainless Steel Disc
600-08DSEB | BFV-Lug | 8” | 795.0782 | 1 | 1 |  | 662527296702 | Lug Style, Epoxy-Coated Ductile Iron Body, Stainless Steel Disc
600-08DSEG | BFV-Lug | 8" | 1021.9237 | 1 | 1 |  | 662527313270 | Lug Style, Epoxy-Coated Ductile Iron Body, Stainless Steel Disc
600-10DSEG | BFV-Lug | 10” | 1501.0361 | 1 | 1 |  | 662527309921 | Lug Style, Epoxy-Coated Ductile Iron Body, Stainless Steel Disc
600-12DSEG | BFV-Lug | 12” | 2208.359 | 1 | 1 |  | 662527309969 | Lug Style, Epoxy-Coated Ductile Iron Body, Stainless Steel Disc
600-14DSEG | BFV-Lug | 14” | 2785.673 | 1 | 1 |  | 662527307682 | Lug Style, Epoxy-Coated Ductile Iron Body, Stainless Steel Disc
600-16DSEG | BFV-Lug | 16” | 4651.3441 | 1 | 1 |  | 662527307729 | Lug Style, Epoxy-Coated Ductile Iron Body, Stainless Steel Disc
600-18DSEG | BFV-Lug | 18” | 6079.7494 | 1 | 1 |  | 662527307767 | Lug Style, Epoxy-Coated Ductile Iron Body, Stainless Steel Disc
600-20DSEG | BFV-Lug | 20” | 7873.1262 | 1 | 1 |  | 662527307804 | Lug Style, Epoxy-Coated Ductile Iron Body, Stainless Steel Disc
600-24DSEG | BFV-Lug | 24” | 11956.9344 | 1 | 1 |  | 662527307842 | Lug Style, Epoxy-Coated Ductile Iron Body, Stainless Steel Disc
600-30DSEG | BFV-Lug | 30" | 19708.7439 | 1 | 1 |  | 662527307880 | Lug Style, Epoxy-Coated Ductile Iron Body, Stainless Steel Disc
600-36DSEG | BFV-Lug | 36" | 30469.3076 | 1 | 1 |  | 662527307910 | Lug Style, Epoxy-Coated Ductile Iron Body, Stainless Steel Disc
600-02DSBL | BFV-Lug | 2” | 147.5955 | 1 | 1 |  | 662527299154 | Lug Style, Epoxy-Coated Ductile Iron Body, Stainless Steel Disc
600-212DSBL | BFV-Lug | 2-1/2” | 180.1128 | 1 | 1 |  | 662527299666 | Lug Style, Epoxy-Coated Ductile Iron Body, Stainless Steel Disc
600-03DSBL | BFV-Lug | 3” | 203.4326 | 1 | 1 |  | 662527299093 | Lug Style, Epoxy-Coated Ductile Iron Body, Stainless Steel Disc
600-04DSBL | BFV-Lug | 4” | 301.8537 | 1 | 1 |  | 662527298997 | Lug Style, Epoxy-Coated Ductile Iron Body, Stainless Steel Disc
600-05DSBL | BFV-Lug | 5” | 363.8167 | 1 | 1 |  | 662527299215 | Lug Style, Epoxy-Coated Ductile Iron Body, Stainless Steel Disc
600-06DSBL | BFV-Lug | 6” | 497.8993 | 1 | 1 |  | 662527299246 | Lug Style, Epoxy-Coated Ductile Iron Body, Stainless Steel Disc
600-08DSBB | BFV-Lug | 8” | 795.0782 | 1 | 1 |  | 662527296696 | Lug Style, Epoxy-Coated Ductile Iron Body, Stainless Steel Disc
600-10DSBG | BFV-Lug | 10” | 1501.0361 | 1 | 1 |  | 662527309914 | Lug Style, Epoxy-Coated Ductile Iron Body, Stainless Steel Disc
600-12DSBG | BFV-Lug | 12” | 2208.359 | 1 | 1 |  | 662527309952 | Lug Style, Epoxy-Coated Ductile Iron Body, Stainless Steel Disc
600-14DSBG | BFV-Lug | 14” | 2788.3945 | 1 | 1 |  | 662527307675 | Lug Style, Epoxy-Coated Ductile Iron Body, Stainless Steel Disc
600-16DSBG | BFV-Lug | 16” | 4659.8763 | 1 | 1 |  | 662527307712 | Lug Style, Epoxy-Coated Ductile Iron Body, Stainless Steel Disc
600-18DSBG | BFV-Lug | 18” | 6091.9592 | 1 | 1 |  | 662527307750 | Lug Style, Epoxy-Coated Ductile Iron Body, Stainless Steel Disc
600-20DSBG | BFV-Lug | 20” | 7888.2782 | 1 | 1 |  | 662527307798 | Lug Style, Epoxy-Coated Ductile Iron Body, Stainless Steel Disc
600-24DSBG | BFV-Lug | 24” | 11983.4872 | 1 | 1 |  | 662527307835 | Lug Style, Epoxy-Coated Ductile Iron Body, Stainless Steel Disc
600-02DSPL | BFV-Lug | 2” | 192.3211 | 1 | 1 |  | 662527299178 | Lug Style, Epoxy-Coated Ductile Iron Body, Stainless Steel Disc
600-212DSPL | BFV-Lug | 2-1/2” | 243.145 | 1 | 1 |  | 662527299673 | Lug Style, Epoxy-Coated Ductile Iron Body, Stainless Steel Disc
600-03DSPL | BFV-Lug | 3” | 284.7984 | 1 | 1 |  | 662527298980 | Lug Style, Epoxy-Coated Ductile Iron Body, Stainless Steel Disc
600-04DSPL | BFV-Lug | 4” | 399.4168 | 1 | 1 |  | 662527299208 | Lug Style, Epoxy-Coated Ductile Iron Body, Stainless Steel Disc
600-04DSPG | BFV-Lug | 4" | 533.349 | 1 | 1 |  | 662527313881 | Lug Style, Epoxy-Coated Ductile Iron Body, Stainless Steel Disc
600-05DSPL | BFV-Lug | 5” | 514.4115 | 1 | 1 |  | 662527299222 | Lug Style, Epoxy-Coated Ductile Iron Body, Stainless Steel Disc
600-06DSPL | BFV-Lug | 6” | 663.1032 | 1 | 1 |  | 662527298966 | Lug Style, Epoxy-Coated Ductile Iron Body, Stainless Steel Disc
600-06DSPG | BFV-Lug | 6" | 797.0261 | 1 | 1 |  | 662527313249 | Lug Style, Epoxy-Coated Ductile Iron Body, Stainless Steel Disc
600-08DSPB | BFV-Lug | 8” | 1054.2396 | 1 | 1 |  | 662527296719 | Lug Style, Epoxy-Coated Ductile Iron Body, Stainless Steel Disc
600-08DSPG | BFV-Lug | 8" | 1281.0872 | 1 | 1 |  | 662527313287 | Lug Style, Epoxy-Coated Ductile Iron Body, Stainless Steel Disc
600-10DSPG | BFV-Lug | 10” | 1805.0985 | 1 | 1 |  | 662527309938 | Lug Style, Epoxy-Coated Ductile Iron Body, Stainless Steel Disc
600-12DSPG | BFV-Lug | 12” | 2860.7737 | 1 | 1 |  | 662527309976 | Lug Style, Epoxy-Coated Ductile Iron Body, Stainless Steel Disc
600-14DSPG | BFV-Lug | 14” | 3815.5665 | 1 | 1 |  | 662527307699 | Lug Style, Epoxy-Coated Ductile Iron Body, Stainless Steel Disc
600-16DSPG | BFV-Lug | 16” | 5868.5778 | 1 | 1 |  | 662527307736 | Lug Style, Epoxy-Coated Ductile Iron Body, Stainless Steel Disc
600-18DSPG | BFV-Lug | 18” | 7867.9775 | 1 | 1 |  | 662527307774 | Lug Style, Epoxy-Coated Ductile Iron Body, Stainless Steel Disc
600-20DSPG | BFV-Lug | 20” | 10673.0801 | 1 | 1 |  | 662527307811 | Lug Style, Epoxy-Coated Ductile Iron Body, Stainless Steel Disc
600-24DSPG | BFV-Lug | 24” | 16992.0999 | 1 | 1 |  | 662527307859 | Lug Style, Epoxy-Coated Ductile Iron Body, Stainless Steel Disc
600-02DSVL | BFV-Lug | 2” | 287.7315 | 1 | 1 |  | 662527299185 | Lug Style, Epoxy-Coated Ductile Iron Body, Stainless Steel Disc
600-212DSVL | BFV-Lug | 2-1/2” | 361.1671 | 1 | 1 |  | 662527299680 | Lug Style, Epoxy-Coated Ductile Iron Body, Stainless Steel Disc
600-03DSVL | BFV-Lug | 3” | 441.5552 | 1 | 1 |  | 662527299192 | Lug Style, Epoxy-Coated Ductile Iron Body, Stainless Steel Disc
600-04DSVL | BFV-Lug | 4” | 621.6681 | 1 | 1 |  | 662527299000 | Lug Style, Epoxy-Coated Ductile Iron Body, Stainless Steel Disc
600-05DSVL | BFV-Lug | 5” | 754.4157 | 1 | 1 |  | 662527299239 | Lug Style, Epoxy-Coated Ductile Iron Body, Stainless Steel Disc
600-06DSVL | BFV-Lug | 6” | 977.6932 | 1 | 1 |  | 662527299024 | Lug Style, Epoxy-Coated Ductile Iron Body, Stainless Steel Disc
600-08DSVB | BFV-Lug | 8” | 1409.6692 | 1 | 1 |  | 662527296726 | Lug Style, Epoxy-Coated Ductile Iron Body, Stainless Steel Disc
600-10DSVG | BFV-Lug | 10” | 2396.9097 | 1 | 1 |  | 662527309945 | Lug Style, Epoxy-Coated Ductile Iron Body, Stainless Steel Disc
600-12DSVG | BFV-Lug | 12” | 3254.2174 | 1 | 1 |  | 662527309983 | Lug Style, Epoxy-Coated Ductile Iron Body, Stainless Steel Disc
600-14DSVG | BFV-Lug | 14” | 3975.7656 | 1 | 1 |  | 662527307705 | Lug Style, Epoxy-Coated Ductile Iron Body, Stainless Steel Disc
600-16DSVG | BFV-Lug | 16” | 6641.1083 | 1 | 1 |  | 662527307743 | Lug Style, Epoxy-Coated Ductile Iron Body, Stainless Steel Disc
600-18DSVG | BFV-Lug | 18” | 8502.3012 | 1 | 1 |  | 662527307781 | Lug Style, Epoxy-Coated Ductile Iron Body, Stainless Steel Disc
600-20DSVG | BFV-Lug | 20” | 11008.3361 | 1 | 1 |  | 662527307828 | Lug Style, Epoxy-Coated Ductile Iron Body, Stainless Steel Disc
600-24DSVG | BFV-Lug | 24” | 16636.3961 | 1 | 1 |  | 662527307866 | Lug Style, Epoxy-Coated Ductile Iron Body, Stainless Steel Disc
BLH2-3 | Lever Handle | 2" - 3" | 28.6669 | 1 | 1 |  | 662527297440 | Ten-position, Lockable Lever Handle
BLH4 | Lever Handle | 4" | 28.6669 | 1 | 1 |  | 662527297457 | Ten-position, Lockable Lever Handle
BLH5-6 | Lever Handle | 5", 6" | 28.6669 | 1 | 1 |  | 662527297464 | Ten-position, Lockable Lever Handle
BLH8 | Lever Handle | 8" | 54.405 | 1 | 1 |  | 662527297471 | Ten-position, Lockable Lever Handle
900-02DSEL | BFV-Wafer | 2” | 135.7183 | 1 | 1 |  | 662527299116 | Wafer Style, Epoxy-Coated Ductile Iron Body, Stainless Steel Disc
900-212DSEL | BFV-Wafer | 2-1/2” | 164.2525 | 1 | 1 |  | 662527299758 | Wafer Style, Epoxy-Coated Ductile Iron Body, Stainless Steel Disc
900-03DSEL | BFV-Wafer | 3” | 189.238 | 1 | 1 |  | 662527299284 | Wafer Style, Epoxy-Coated Ductile Iron Body, Stainless Steel Disc
900-04DSEL | BFV-Wafer | 4” | 264.122 | 1 | 1 |  | 662527299130 | Wafer Style, Epoxy-Coated Ductile Iron Body, Stainless Steel Disc
900-05DSEL | BFV-Wafer | 5” | 321.935 | 1 | 1 |  | 662527299710 | Wafer Style, Epoxy-Coated Ductile Iron Body, Stainless Steel Disc
900-06DSEL | BFV-Wafer | 6” | 437.1375 | 1 | 1 |  | 662527299055 | Wafer Style, Epoxy-Coated Ductile Iron Body, Stainless Steel Disc
900-08DSEB | BFV-Wafer | 8” | 729.8313 | 1 | 1 |  | 662527296078 | Wafer Style, Epoxy-Coated Ductile Iron Body, Stainless Steel Disc
900-10DSEG | BFV-Wafer | 10” | 1294.6379 | 1 | 1 |  | 662527310002 | Wafer Style, Epoxy-Coated Ductile Iron Body, Stainless Steel Disc
900-12DSEG | BFV-Wafer | 12” | 1942.4969 | 1 | 1 |  | 662527310040 | Wafer Style, Epoxy-Coated Ductile Iron Body, Stainless Steel Disc
900-14DSEG | BFV-Wafer | 14” | 2319.4858 | 1 | 1 |  | 662527307941 | Wafer Style, Epoxy-Coated Ductile Iron Body, Stainless Steel Disc
900-16DSEG | BFV-Wafer | 16” | 3853.1336 | 1 | 1 |  | 662527307989 | Wafer Style, Epoxy-Coated Ductile Iron Body, Stainless Steel Disc
900-18DSEG | BFV-Wafer | 18” | 5075.2288 | 1 | 1 |  | 662527308023 | Wafer Style, Epoxy-Coated Ductile Iron Body, Stainless Steel Disc
900-20DSEG | BFV-Wafer | 20” | 6450.5369 | 1 | 1 |  | 662527308061 | Wafer Style, Epoxy-Coated Ductile Iron Body, Stainless Steel Disc
900-24DSEG | BFV-Wafer | 24” | 10439.468 | 1 | 1 |  | 662527308108 | Wafer Style, Epoxy-Coated Ductile Iron Body, Stainless Steel Disc
900-02DSBL | BFV-Wafer | 2” | 135.7183 | 1 | 1 |  | 662527299123 | Wafer Style, Epoxy-Coated Ductile Iron Body, Stainless Steel Disc
900-212DSBL | BFV-Wafer | 2-1/2” | 164.2525 | 1 | 1 |  | 662527299741 | Wafer Style, Epoxy-Coated Ductile Iron Body, Stainless Steel Disc
900-03DSBL | BFV-Wafer | 3” | 189.238 | 1 | 1 |  | 662527299277 | Wafer Style, Epoxy-Coated Ductile Iron Body, Stainless Steel Disc
900-04DSBL | BFV-Wafer | 4” | 264.122 | 1 | 1 |  | 662527299291 | Wafer Style, Epoxy-Coated Ductile Iron Body, Stainless Steel Disc
900-05DSBL | BFV-Wafer | 5” | 321.935 | 1 | 1 |  | 662527299703 | Wafer Style, Epoxy-Coated Ductile Iron Body, Stainless Steel Disc
900-06DSBL | BFV-Wafer | 6” | 437.1375 | 1 | 1 |  | 662527299314 | Wafer Style, Epoxy-Coated Ductile Iron Body, Stainless Steel Disc
900-08DSBB | BFV-Wafer | 8” | 729.8313 | 1 | 1 |  | 662527296061 | Wafer Style, Epoxy-Coated Ductile Iron Body, Stainless Steel Disc
900-10DSBG | BFV-Wafer | 10” | 1294.6379 | 1 | 1 |  | 662527309990 | Wafer Style, Epoxy-Coated Ductile Iron Body, Stainless Steel Disc
900-12DSBG | BFV-Wafer | 12” | 1942.4969 | 1 | 1 |  | 662527310033 | Wafer Style, Epoxy-Coated Ductile Iron Body, Stainless Steel Disc
900-14DSBG | BFV-Wafer | 14” | 2322.0533 | 1 | 1 |  | 662527307934 | Wafer Style, Epoxy-Coated Ductile Iron Body, Stainless Steel Disc
900-16DSBG | BFV-Wafer | 16” | 3861.2522 | 1 | 1 |  | 662527307972 | Wafer Style, Epoxy-Coated Ductile Iron Body, Stainless Steel Disc
900-18DSBG | BFV-Wafer | 18” | 5086.6781 | 1 | 1 |  | 662527308016 | Wafer Style, Epoxy-Coated Ductile Iron Body, Stainless Steel Disc
900-20DSBG | BFV-Wafer | 20” | 6464.8313 | 1 | 1 |  | 662527308054 | Wafer Style, Epoxy-Coated Ductile Iron Body, Stainless Steel Disc
900-24DSBG | BFV-Wafer | 24” | 10464.4483 | 1 | 1 |  | 662527308092 | Wafer Style, Epoxy-Coated Ductile Iron Body, Stainless Steel Disc
900-02DSPL | BFV-Wafer | 2” | 178.4537 | 1 | 1 |  | 662527299253 | Wafer Style, Epoxy-Coated Ductile Iron Body, Stainless Steel Disc
900-212DSPL | BFV-Wafer | 2-1/2” | 226.5264 | 1 | 1 |  | 662527299765 | Wafer Style, Epoxy-Coated Ductile Iron Body, Stainless Steel Disc
900-03DSPL | BFV-Wafer | 3” | 270.2482 | 1 | 1 |  | 662527299147 | Wafer Style, Epoxy-Coated Ductile Iron Body, Stainless Steel Disc
900-04DSPL | BFV-Wafer | 4” | 359.7604 | 1 | 1 |  | 662527299307 | Wafer Style, Epoxy-Coated Ductile Iron Body, Stainless Steel Disc
900-05DSPL | BFV-Wafer | 5” | 437.3154 | 1 | 1 |  | 662527299727 | Wafer Style, Epoxy-Coated Ductile Iron Body, Stainless Steel Disc
900-06DSPL | BFV-Wafer | 6” | 600.3377 | 1 | 1 |  | 662527299321 | Wafer Style, Epoxy-Coated Ductile Iron Body, Stainless Steel Disc
900-08DSPB | BFV-Wafer | 8” | 986.2028 | 1 | 1 |  | 662527296481 | Wafer Style, Epoxy-Coated Ductile Iron Body, Stainless Steel Disc
900-10DSPG | BFV-Wafer | 10” | 1570.6081 | 1 | 1 |  | 662527310019 | Wafer Style, Epoxy-Coated Ductile Iron Body, Stainless Steel Disc
900-12DSPG | BFV-Wafer | 12” | 2548.6134 | 1 | 1 |  | 662527310057 | Wafer Style, Epoxy-Coated Ductile Iron Body, Stainless Steel Disc
900-14DSPG | BFV-Wafer | 14” | 3270.544 | 1 | 1 |  | 662527307958 | Wafer Style, Epoxy-Coated Ductile Iron Body, Stainless Steel Disc
900-16DSPG | BFV-Wafer | 16” | 4965.8009 | 1 | 1 |  | 662527307996 | Wafer Style, Epoxy-Coated Ductile Iron Body, Stainless Steel Disc
900-18DSPG | BFV-Wafer | 18” | 6718.3126 | 1 | 1 |  | 662527308030 | Wafer Style, Epoxy-Coated Ductile Iron Body, Stainless Steel Disc
900-20DSPG | BFV-Wafer | 20” | 9026.8457 | 1 | 1 |  | 662527308078 | Wafer Style, Epoxy-Coated Ductile Iron Body, Stainless Steel Disc
900-24DSPG | BFV-Wafer | 24” | 15133.557 | 1 | 1 |  | 662527308115 | Wafer Style, Epoxy-Coated Ductile Iron Body, Stainless Steel Disc
900-02DSVL | BFV-Wafer | 2” | 276.0716 | 1 | 1 |  | 662527299260 | Wafer Style, Epoxy-Coated Ductile Iron Body, Stainless Steel Disc
900-212DSVL | BFV-Wafer | 2-1/2” | 345.3068 | 1 | 1 |  | 662527299772 | Wafer Style, Epoxy-Coated Ductile Iron Body, Stainless Steel Disc
900-03DSVL | BFV-Wafer | 3” | 426.5639 | 1 | 1 |  | 662527299031 | Wafer Style, Epoxy-Coated Ductile Iron Body, Stainless Steel Disc
900-04DSVL | BFV-Wafer | 4” | 584.0088 | 1 | 1 |  | 662527299048 | Wafer Style, Epoxy-Coated Ductile Iron Body, Stainless Steel Disc
900-05DSVL | BFV-Wafer | 5” | 712.6024 | 1 | 1 |  | 662527299734 | Wafer Style, Epoxy-Coated Ductile Iron Body, Stainless Steel Disc
900-06DSVL | BFV-Wafer | 6” | 918.0902 | 1 | 1 |  | 662527299338 | Wafer Style, Epoxy-Coated Ductile Iron Body, Stainless Steel Disc
900-08DSVB | BFV-Wafer | 8” | 1346.3198 | 1 | 1 |  | 662527296085 | Wafer Style, Epoxy-Coated Ductile Iron Body, Stainless Steel Disc
900-10DSVG | BFV-Wafer | 10” | 2137.1692 | 1 | 1 |  | 662527310026 | Wafer Style, Epoxy-Coated Ductile Iron Body, Stainless Steel Disc
900-12DSVG | BFV-Wafer | 12” | 2929.2233 | 1 | 1 |  | 662527310064 | Wafer Style, Epoxy-Coated Ductile Iron Body, Stainless Steel Disc
900-14DSVG | BFV-Wafer | 14” | 3442.2147 | 1 | 1 |  | 662527307965 | Wafer Style, Epoxy-Coated Ductile Iron Body, Stainless Steel Disc
900-16DSVG | BFV-Wafer | 16” | 5730.339 | 1 | 1 |  | 662527308009 | Wafer Style, Epoxy-Coated Ductile Iron Body, Stainless Steel Disc
900-18DSVG | BFV-Wafer | 18” | 7360.7245 | 1 | 1 |  | 662527308047 | Wafer Style, Epoxy-Coated Ductile Iron Body, Stainless Steel Disc
900-20DSVG | BFV-Wafer | 20” | 9408.2127 | 1 | 1 |  | 662527308085 | Wafer Style, Epoxy-Coated Ductile Iron Body, Stainless Steel Disc
900-24DSVG | BFV-Wafer | 24” | 14854.0544 | 1 | 1 |  | 662527308122 | Wafer Style, Epoxy-Coated Ductile Iron Body, Stainless Steel Disc
BGO2-3 | Gear Operator | 2" - 3" | 133.3944 | 1 | 1 |  | 662527297495 | Butterfly Gear Operator
BGO4 | Gear Operator | 4" | 133.9269 | 1 | 1 |  | 662527297501 | Butterfly Gear Operator
BGO5-6 | Gear Operator | 5", 6" | 133.9269 | 1 | 1 |  | 662527297518 | Butterfly Gear Operator
BGO8 | Gear Operator | 8" | 226.8504 | 1 | 1 |  | 662527297525 | Butterfly Gear Operator
BGO10 | Gear Operator | 10" | 226.8504 | 1 | 1 |  | 662527297532 | Butterfly Gear Operator
BGO12-14 | Gear Operator | 12" - 14" | 291.3732 | 1 | 1 |  | 662527297549 | Butterfly Gear Operator
BGO16 | Gear Operator | 16" | 891.2487 | 1 | 1 |  | 662527297556 | Butterfly Gear Operator
BGO18 | Gear Operator | 18" | 891.2452 | 1 | 1 |  | 662527297563 | Butterfly Gear Operator
BGO20 | Gear Operator | 20” | 891.2487 | 1 | 1 |  | 662527297570 | Butterfly Gear Operator
BGO24 | Gear Operator | 24" | 1389.0593 | 1 | 1 |  | 662527297587 | Butterfly Gear Operator
600-02H1CSRL | HPBFV-Lug Carbon Steel | 2” | 1183.7129 | 1 | 1 |  | 662527310552 | High Performance Butterfly Valve, Lug, RPTFE
600-212H1CSRL | HPBFV-Lug Carbon Steel | 2-1/2” | 1216.7775 | 1 | 1 |  | 662527310514 | High Performance Butterfly Valve, Lug, RPTFE
600-03H1CSRL | HPBFV-Lug Carbon Steel | 3” | 1269.6808 | 1 | 1 |  | 662527310521 | High Performance Butterfly Valve, Lug, RPTFE
600-04H1CSRL | HPBFV-Lug Carbon Steel | 4” | 1520.9718 | 1 | 1 |  | 662527310538 | High Performance Butterfly Valve, Lug, RPTFE
600-05H1CSRL | HPBFV-Lug Carbon Steel | 5" | 2063.2314 | 1 | 1 |  | 662527310644 | High Performance Butterfly Valve, Lug, RPTFE
600-06H1CSRL | HPBFV-Lug Carbon Steel | 6” | 2241.7802 | 1 | 1 |  | 662527311122 | High Performance Butterfly Valve, Lug, RPTFE
600-02H1CSRG | HPBFV-Lug Carbon Steel | 2” | 1382.1005 | 1 | 1 |  | 662527311153 | High Performance Butterfly Valve, Lug, RPTFE
600-212H1CSRG | HPBFV-Lug Carbon Steel | 2-1/2” | 1415.1651 | 1 | 1 |  | 662527311177 | High Performance Butterfly Valve, Lug, RPTFE
600-03H1CSRG | HPBFV-Lug Carbon Steel | 3” | 1547.4235 | 1 | 1 |  | 662527311184 | High Performance Butterfly Valve, Lug, RPTFE
600-04H1CSRG | HPBFV-Lug Carbon Steel | 4” | 1818.5533 | 1 | 1 |  | 662527311160 | High Performance Butterfly Valve, Lug, RPTFE
600-05H1CSRG | HPBFV-Lug Carbon Steel | 5" | 2327.7482 | 1 | 1 |  | 662527311191 | High Performance Butterfly Valve, Lug, RPTFE
600-06H1CSRG | HPBFV-Lug Carbon Steel | 6” | 2638.5555 | 1 | 1 |  | 662527311207 | High Performance Butterfly Valve, Lug, RPTFE
600-08H1CSRG | HPBFV-Lug Carbon Steel | 8” | 3028.7178 | 1 | 1 |  | 662527310569 | High Performance Butterfly Valve, Lug, RPTFE
600-10H1CSRG | HPBFV-Lug Carbon Steel | 10” | 4748.0773 | 1 | 1 |  | 662527310576 | High Performance Butterfly Valve, Lug, RPTFE
600-12H1CSRG | HPBFV-Lug Carbon Steel | 12” | 6546.7918 | 1 | 1 |  | 662527310583 | High Performance Butterfly Valve, Lug, RPTFE
600-14H1CSRG | HPBFV-Lug Carbon Steel | 14” | 12392.614 | 1 | 1 |  | 662527310590 | High Performance Butterfly Valve, Lug, RPTFE
600-16H1CSRG | HPBFV-Lug Carbon Steel | 16” | 15963.5913 | 1 | 1 |  | 662527310606 | High Performance Butterfly Valve, Lug, RPTFE
600-18H1CSRG | HPBFV-Lug Carbon Steel | 18” | 24639.7436 | 1 | 1 |  | 662527310613 | High Performance Butterfly Valve, Lug, RPTFE
600-20H1CSRG | HPBFV-Lug Carbon Steel | 20” | 27919.7525 | 1 | 1 |  | 662527310620 | High Performance Butterfly Valve, Lug, RPTFE
600-24H1CSRG | HPBFV-Lug Carbon Steel | 24" | 46475.6088 | 1 | 1 |  | 662527310637 | High Performance Butterfly Valve, Lug, RPTFE
600-02H1CSML | HPBFV-Lug Carbon Steel | 2” | 1530.2299 | 1 | 1 |  | 662527313553 | High Performance Butterfly Valve, Lug, Metal Seat
600-212H1CSML | HPBFV-Lug Carbon Steel | 2-1/2” | 1591.0688 | 1 | 1 |  | 662527313652 | High Performance Butterfly Valve, Lug, Metal Seat
600-03H1CSML | HPBFV-Lug Carbon Steel | 3” | 1667.7787 | 1 | 1 |  | 662527313577 | High Performance Butterfly Valve, Lug, Metal Seat
600-04H1CSML | HPBFV-Lug Carbon Steel | 4” | 2046.0378 | 1 | 1 |  | 662527313591 | High Performance Butterfly Valve, Lug, Metal Seat
600-05H1CSML | HPBFV-Lug Carbon Steel | 5" | 2707.3299 | 1 | 1 |  | 662527313614 | High Performance Butterfly Valve, Lug, Metal Seat
600-06H1CSML | HPBFV-Lug Carbon Steel | 6” | 3012.8468 | 1 | 1 |  | 662527313638 | High Performance Butterfly Valve, Lug, Metal Seat
600-02H1CSMG | HPBFV-Lug Carbon Steel | 2” | 1728.6175 | 1 | 1 |  | 662527313379 | High Performance Butterfly Valve, Lug, Metal Seat
600-212H1CSMG | HPBFV-Lug Carbon Steel | 2-1/2” | 1789.4564 | 1 | 1 |  | 662527313539 | High Performance Butterfly Valve, Lug, Metal Seat
600-03H1CSMG | HPBFV-Lug Carbon Steel | 3” | 1945.5214 | 1 | 1 |  | 662527313393 | High Performance Butterfly Valve, Lug, Metal Seat
600-04H1CSMG | HPBFV-Lug Carbon Steel | 4” | 2343.6192 | 1 | 1 |  | 662527313416 | High Performance Butterfly Valve, Lug, Metal Seat
600-05H1CSMG | HPBFV-Lug Carbon Steel | 5" | 2971.8467 | 1 | 1 |  | 662527313430 | High Performance Butterfly Valve, Lug, Metal Seat
600-06H1CSMG | HPBFV-Lug Carbon Steel | 6” | 3409.6221 | 1 | 1 |  | 662527313454 | High Performance Butterfly Valve, Lug, Metal Seat
600-08H1CSMG | HPBFV-Lug Carbon Steel | 8” | 3791.408 | 1 | 1 |  | 662527313478 | High Performance Butterfly Valve, Lug, Metal Seat
600-10H1CSMG | HPBFV-Lug Carbon Steel | 10” | 5699.7081 | 1 | 1 |  | 662527313492 | High Performance Butterfly Valve, Lug, Metal Seat
600-12H1CSMG | HPBFV-Lug Carbon Steel | 12” | 8124.4458 | 1 | 1 |  | 662527313515 | High Performance Butterfly Valve, Lug, Metal Seat
600-02H1CSFL | HPBFV-Lug Carbon Steel | 2” | 1530.2299 | 1 | 1 |  | 662527311276 | High Performance Butterfly Valve, Lug, Fire Safe Seat
600-212H1CSFL | HPBFV-Lug Carbon Steel | 2-1/2” | 1591.0688 | 1 | 1 |  | 662527311283 | High Performance Butterfly Valve, Lug, Fire Safe Seat
600-03H1CSFL | HPBFV-Lug Carbon Steel | 3” | 1667.7787 | 1 | 1 |  | 662527311290 | High Performance Butterfly Valve, Lug, Fire Safe Seat
600-04H1CSFL | HPBFV-Lug Carbon Steel | 4” | 2046.0378 | 1 | 1 |  | 662527311306 | High Performance Butterfly Valve, Lug, Fire Safe Seat
600-05H1CSFL | HPBFV-Lug Carbon Steel | 5" | 2707.3299 | 1 | 1 |  | 662527311313 | High Performance Butterfly Valve, Lug, Fire Safe Seat
600-06H1CSFL | HPBFV-Lug Carbon Steel | 6” | 3012.8468 | 1 | 1 |  | 662527311320 | High Performance Butterfly Valve, Lug, Fire Safe Seat
600-02H1CSFG | HPBFV-Lug Carbon Steel | 2” | 1728.6175 | 1 | 1 |  | 662527311399 | High Performance Butterfly Valve, Lug, Fire Safe Seat
600-212H1CSFG | HPBFV-Lug Carbon Steel | 2-1/2” | 1789.4564 | 1 | 1 |  | 662527311405 | High Performance Butterfly Valve, Lug, Fire Safe Seat
600-03H1CSFG | HPBFV-Lug Carbon Steel | 3” | 1945.5214 | 1 | 1 |  | 662527311412 | High Performance Butterfly Valve, Lug, Fire Safe Seat
600-04H1CSFG | HPBFV-Lug Carbon Steel | 4” | 2343.6192 | 1 | 1 |  | 662527311429 | High Performance Butterfly Valve, Lug, Fire Safe Seat
600-05H1CSFG | HPBFV-Lug Carbon Steel | 5" | 2971.8467 | 1 | 1 |  | 662527311436 | High Performance Butterfly Valve, Lug, Fire Safe Seat
600-06H1CSFG | HPBFV-Lug Carbon Steel | 6” | 3409.6221 | 1 | 1 |  | 662527311443 | High Performance Butterfly Valve, Lug, Fire Safe Seat
600-08H1CSFG | HPBFV-Lug Carbon Steel | 8” | 4069.5916 | 1 | 1 |  | 662527311450 | High Performance Butterfly Valve, Lug, Fire Safe Seat
600-10H1CSFG | HPBFV-Lug Carbon Steel | 10” | 6300.7911 | 1 | 1 |  | 662527311467 | High Performance Butterfly Valve, Lug, Fire Safe Seat
600-12H1CSFG | HPBFV-Lug Carbon Steel | 12” | 8744.9267 | 1 | 1 |  | 662527311474 | High Performance Butterfly Valve, Lug, Fire Safe Seat
HPLH2 | Lever Handle | 2" | 93.9035 | 1 | 1 |  | 662527310507
HPLH2.5-5 | Lever Handle | 2.5",3",4",5" | 93.9035 | 1 | 1 |  | 662527311115
HPLH6 | Lever Handle | 6" | 115.0648 | 1 | 1 |  | 662527310804
HPLH2SS | Lever Handle - Stainless Steel | 2" | 359.7429 | 1 | 1 |  | 662527311856
HPLH2.5-5SS | Lever Handle - Stainless Steel | 2.5",3",4",5" | 359.7429 | 1 | 1 |  | 662527311863
HPLH6SS | Lever Handle - Stainless Steel | 6" | 441.7431 | 1 | 1 |  | 662527311870
600-02H1SSRL | HPBFV-Lug Stainless Steel | 2” | 1613.5527 | 1 | 1 |  | 662527310798 | High Performance Butterfly Valve, Lug, RPTFE
600-212H1SSRL | HPBFV-Lug Stainless Steel | 2-1/2” | 1653.2303 | 1 | 1 |  | 662527310651 | High Performance Butterfly Valve, Lug, RPTFE
600-03H1SSRL | HPBFV-Lug Stainless Steel | 3” | 1706.1336 | 1 | 1 |  | 662527310668 | High Performance Butterfly Valve, Lug, RPTFE
600-04H1SSRL | HPBFV-Lug Stainless Steel | 4” | 2050.0055 | 1 | 1 |  | 662527310675 | High Performance Butterfly Valve, Lug, RPTFE
600-05H1SSRL | HPBFV-Lug Stainless Steel | 5" | 2883.2336 | 1 | 1 |  | 662527311139 | High Performance Butterfly Valve, Lug, RPTFE
600-06H1SSRL | HPBFV-Lug Stainless Steel | 6” | 3604.0419 | 1 | 1 |  | 662527311146 | High Performance Butterfly Valve, Lug, RPTFE
600-02H1SSRG | HPBFV-Lug Stainless Steel | 2” | 1811.9404 | 1 | 1 |  | 662527311269 | High Performance Butterfly Valve, Lug, RPTFE
600-212H1SSRG | HPBFV-Lug Stainless Steel | 2-1/2” | 1858.2308 | 1 | 1 |  | 662527311214 | High Performance Butterfly Valve, Lug, RPTFE
600-03H1SSRG | HPBFV-Lug Stainless Steel | 3” | 1997.1021 | 1 | 1 |  | 662527311221 | High Performance Butterfly Valve, Lug, RPTFE
600-04H1SSRG | HPBFV-Lug Stainless Steel | 4” | 2360.8128 | 1 | 1 |  | 662527311238 | High Performance Butterfly Valve, Lug, RPTFE
600-05H1SSRG | HPBFV-Lug Stainless Steel | 5" | 3121.2987 | 1 | 1 |  | 662527311245 | High Performance Butterfly Valve, Lug, RPTFE
600-06H1SSRG | HPBFV-Lug Stainless Steel | 6” | 3895.0105 | 1 | 1 |  | 662527311252 | High Performance Butterfly Valve, Lug, RPTFE
600-08H1SSRG | HPBFV-Lug Stainless Steel | 8” | 4853.884 | 1 | 1 |  | 662527310705 | High Performance Butterfly Valve, Lug, RPTFE
600-10H1SSRG | HPBFV-Lug Stainless Steel | 10” | 7208.0839 | 1 | 1 |  | 662527310712 | High Performance Butterfly Valve, Lug, RPTFE
600-12H1SSRG | HPBFV-Lug Stainless Steel | 12” | 10395.5118 | 1 | 1 |  | 662527310729 | High Performance Butterfly Valve, Lug, RPTFE
600-14H1SSRG | HPBFV-Lug Stainless Steel | 14” | 21465.5416 | 1 | 1 |  | 662527310736 | High Performance Butterfly Valve, Lug, RPTFE
600-16H1SSRG | HPBFV-Lug Stainless Steel | 16” | 26418.6194 | 1 | 1 |  | 662527310743 | High Performance Butterfly Valve, Lug, RPTFE
600-18H1SSRG | HPBFV-Lug Stainless Steel | 18” | 39657.6872 | 1 | 1 |  | 662527310750 | High Performance Butterfly Valve, Lug, RPTFE
600-20H1SSRG | HPBFV-Lug Stainless Steel | 20” | 46125.124 | 1 | 1 |  | 662527310767 | High Performance Butterfly Valve, Lug, RPTFE
600-24H1SSRG | HPBFV-Lug Stainless Steel | 24" | 78759.8891 | 1 | 1 |  | 662527310774 | High Performance Butterfly Valve, Lug, RPTFE
600-02H1SSML | HPBFV-Lug Stainless Steel | 2” | 1960.0698 | 1 | 1 |  | 662527313560 | High Performance Butterfly Valve, Lug, Metal Seat
600-212H1SSML | HPBFV-Lug Stainless Steel | 2-1/2” | 2027.5216 | 1 | 1 |  | 662527313669 | High Performance Butterfly Valve, Lug, Metal Seat
600-03H1SSML | HPBFV-Lug Stainless Steel | 3” | 2104.2315 | 1 | 1 |  | 662527313584 | High Performance Butterfly Valve, Lug, Metal Seat
600-04H1SSML | HPBFV-Lug Stainless Steel | 4” | 2575.0714 | 1 | 1 |  | 662527313607 | High Performance Butterfly Valve, Lug, Metal Seat
600-05H1SSML | HPBFV-Lug Stainless Steel | 5" | 3527.3321 | 1 | 1 |  | 662527313621 | High Performance Butterfly Valve, Lug, Metal Seat
600-06H1SSML | HPBFV-Lug Stainless Steel | 6” | 4375.1085 | 1 | 1 |  | 662527313645 | High Performance Butterfly Valve, Lug, Metal Seat
600-02H1SSMG | HPBFV-Lug Stainless Steel | 2” | 2158.4574 | 1 | 1 |  | 662527313386 | High Performance Butterfly Valve, Lug, Metal Seat
600-212H1SSMG | HPBFV-Lug Stainless Steel | 2-1/2” | 2232.5221 | 1 | 1 |  | 662527313546 | High Performance Butterfly Valve, Lug, Metal Seat
600-03H1SSMG | HPBFV-Lug Stainless Steel | 3” | 2395.2 | 1 | 1 |  | 662527313409 | High Performance Butterfly Valve, Lug, Metal Seat
600-04H1SSMG | HPBFV-Lug Stainless Steel | 4” | 2885.8787 | 1 | 1 |  | 662527313423 | High Performance Butterfly Valve, Lug, Metal Seat
600-05H1SSMG | HPBFV-Lug Stainless Steel | 5" | 3765.3972 | 1 | 1 |  | 662527313447 | High Performance Butterfly Valve, Lug, Metal Seat
600-06H1SSMG | HPBFV-Lug Stainless Steel | 6” | 4666.0771 | 1 | 1 |  | 662527313461 | High Performance Butterfly Valve, Lug, Metal Seat
600-08H1SSMG | HPBFV-Lug Stainless Steel | 8” | 5353.317 | 1 | 1 |  | 662527313485 | High Performance Butterfly Valve, Lug, Metal Seat
600-10H1SSMG | HPBFV-Lug Stainless Steel | 10” | 7771.7567 | 1 | 1 |  | 662527313508 | High Performance Butterfly Valve, Lug, Metal Seat
600-12H1SSMG | HPBFV-Lug Stainless Steel | 12” | 11015.237 | 1 | 1 |  | 662527313522 | High Performance Butterfly Valve, Lug, Metal Seat
600-02H1SSFL | HPBFV-Lug Stainless Steel | 2” | 1960.0698 | 1 | 1 |  | 662527311337 | High Performance Butterfly Valve, Lug, Fire Safe Seat
600-212H1SSFL | HPBFV-Lug Stainless Steel | 2-1/2” | 2027.5216 | 1 | 1 |  | 662527311344 | High Performance Butterfly Valve, Lug, Fire Safe Seat
600-03H1SSFL | HPBFV-Lug Stainless Steel | 3” | 2104.2315 | 1 | 1 |  | 662527311351 | High Performance Butterfly Valve, Lug, Fire Safe Seat
600-04H1SSFL | HPBFV-Lug Stainless Steel | 4” | 2575.0714 | 1 | 1 |  | 662527311368 | High Performance Butterfly Valve, Lug, Fire Safe Seat
600-05H1SSFL | HPBFV-Lug Stainless Steel | 5" | 3527.3321 | 1 | 1 |  | 662527311375 | High Performance Butterfly Valve, Lug, Fire Safe Seat
600-06H1SSFL | HPBFV-Lug Stainless Steel | 6” | 4375.1085 | 1 | 1 |  | 662527311382 | High Performance Butterfly Valve, Lug, Fire Safe Seat
600-02H1SSFG | HPBFV-Lug Stainless Steel | 2” | 2158.4574 | 1 | 1 |  | 662527311481 | High Performance Butterfly Valve, Lug, Fire Safe Seat
600-212H1SSFG | HPBFV-Lug Stainless Steel | 2-1/2” | 2232.5221 | 1 | 1 |  | 662527311498 | High Performance Butterfly Valve, Lug, Fire Safe Seat
600-03H1SSFG | HPBFV-Lug Stainless Steel | 3” | 2395.2 | 1 | 1 |  | 662527311504 | High Performance Butterfly Valve, Lug, Fire Safe Seat
600-04H1SSFG | HPBFV-Lug Stainless Steel | 4” | 2885.8787 | 1 | 1 |  | 662527311511 | High Performance Butterfly Valve, Lug, Fire Safe Seat
600-05H1SSFG | HPBFV-Lug Stainless Steel | 5" | 3765.3972 | 1 | 1 |  | 662527311528 | High Performance Butterfly Valve, Lug, Fire Safe Seat
600-06H1SSFG | HPBFV-Lug Stainless Steel | 6” | 4666.0771 | 1 | 1 |  | 662527311535 | High Performance Butterfly Valve, Lug, Fire Safe Seat
600-08H1SSFG | HPBFV-Lug Stainless Steel | 8” | 5894.7578 | 1 | 1 |  | 662527311542 | High Performance Butterfly Valve, Lug, Fire Safe Seat
600-10H1SSFG | HPBFV-Lug Stainless Steel | 10” | 8760.7977 | 1 | 1 |  | 662527311559 | High Performance Butterfly Valve, Lug, Fire Safe Seat
600-12H1SSFG | HPBFV-Lug Stainless Steel | 12” | 12593.6468 | 1 | 1 |  | 662527311566 | High Performance Butterfly Valve, Lug, Fire Safe Seat
HPBGO2 | Gear Operator | 2" | 227.4845 | 1 | 1 |  | 662527310811
HPBGO2.5-5 | Gear Operator | 2.5",3",4",5" | 227.4845 | 1 | 1 |  | 662527310828
HPBGO6-8 | Gear Operator | 6",8" | 261.8717 | 1 | 1 |  | 662527310835
HPBGO10 | Gear Operator | 10" | 267.162 | 1 | 1 |  | 662527310842
HPBGO12 | Gear Operator | 12" | 316.0976 | 1 | 1 |  | 662527310859
HPBGO14 | Gear Operator | 14" | 375.6139 | 1 | 1 |  | 662527310866
HPBGO16 | Gear Operator | 16" | 822.6474 | 1 | 1 |  | 662527310873
HPBGO18 | Gear Operator | 18" | 834.5506 | 1 | 1 |  | 662527310880
HPBGO20 | Gear Operator | 20" | 866.2927 | 1 | 1 |  | 662527310897
HPBGO24 | Gear Operator | 24" | 875.5507 | 1 | 1 |  | 662527310903
400-001 | White Stuff | 2 oz tube | 4.9098 |  | 72 | 11 | 662527297983 | Slow-drying, Soft-set, PTFE Thread Sealant
400-002 | White Stuff | 4 oz can | 10.7773 |  | 24 | 13 | 662527297990 | Slow-drying, Soft-set, PTFE Thread Sealant
400-003 | White Stuff | 8 oz can | 17.0714 |  | 24 | 20 | 662527298003 | Slow-drying, Soft-set, PTFE Thread Sealant
400-004 | White Stuff | 16 oz can | 26.7487 |  | 12 | 22 | 662527298010 | Slow-drying, Soft-set, PTFE Thread Sealant
400-005 | White Stuff | 32 oz can | 49.216 |  | 12 | 39 | 662527298027 | Slow-drying, Soft-set, PTFE Thread Sealant
400-101 | Green Stuff | 2 oz tube | 4.6824 |  | 72 | 11 | 662527293732 | Slow-drying, Soft-set, Generla Purpose Thread Sealant
400-102 | Green Stuff | 4 oz can | 9.7497 |  | 24 | 13 | 662527293749 | Slow-drying, Soft-set, Generla Purpose Thread Sealant
400-103 | Green Stuff | 8 oz can | 15.6589 |  | 24 | 20 | 662527293756 | Slow-drying, Soft-set, Generla Purpose Thread Sealant
400-104 | Green Stuff | 16 oz can | 25.1919 |  | 12 | 22 | 662527293763 | Slow-drying, Soft-set, Generla Purpose Thread Sealant
400-105 | Green Stuff | 32 oz can | 46.7874 |  | 12 | 39 | 662527293770 | Slow-drying, Soft-set, Generla Purpose Thread Sealant
400-202 | Heavyweight | 4 oz can | 16.3166 |  | 24 | 13 | 662527297679 | Slow-drying, Soft-set, Extra PTFE Thread Sealant
400-203 | Heavyweight | 8 oz can | 29.1361 |  | 24 | 20 | 662527297686 | Slow-drying, Soft-set, Extra PTFE Thread Sealant
400-204 | Heavyweight | 16 oz can | 42.7087 |  | 12 | 22 | 662527297693 | Slow-drying, Soft-set, Extra PTFE Thread Sealant
400-302 | WOG Plus | 4 oz can | 10.5433 |  | 24 | 12 | 662527294906 | Fast-drying, Hard-set, Thread and Gasket Sealant
400-303 | WOG Plus | 8 oz can | 14.2995 |  | 24 | 21 | 662527294913 | Fast-drying, Hard-set, Thread and Gasket Sealant
400-304 | WOG Plus | 16 oz can | 23.0065 |  | 12 | 19 | 662527294920 | Fast-drying, Hard-set, Thread and Gasket Sealant
400-403 | Copper Anti-Seize | 8 oz can | 24.6926 |  | 24 | 19 | 662527300805 | High Temperature Anti-Seize Lubricant and Thread Sealant
400-404 | Copper Anti-Seize | 16 oz can | 33.834 |  | 12 | 15 | 662527300812 | High Temperature Anti-Seize Lubricant and Thread Sealant
400-503 | Nickel Anti-Seize | 8 oz can | 40.719 |  | 12 | 19 | 662527309358 | Nickel Anti Seize Thread Sealant
400-504 | Nickel Anti-Seize | 16 oz can | 66.3106 |  | 12 | 15 | 662527309365 | Nickel Anti Seize Thread Sealant
100-961 | T-SS-1001N | 1/4" | 45.4257 | 80 | 10 | 53 | 662527300232 | Full Port, 2 Piece, Threaded Connection, 1000 WOG, Stainless Steel Ball and Stem
100-962 | T-SS-1001N | 3/8" | 45.4257 | 80 | 10 | 50 | 662527300249 | Full Port, 2 Piece, Threaded Connection, 1000 WOG, Stainless Steel Ball and Stem
100-963 | T-SS-1001N | 1/2" | 50.9282 | 60 | 10 | 49 | 662527300256 | Full Port, 2 Piece, Threaded Connection, 1000 WOG, Stainless Steel Ball and Stem
100-964 | T-SS-1001N | 3/4" | 72.2668 | 30 | 10 | 47 | 662527300263 | Full Port, 2 Piece, Threaded Connection, 1000 WOG, Stainless Steel Ball and Stem
100-965 | T-SS-1001N | 1" | 101.038 | 20 | 10 | 46 | 662527300270 | Full Port, 2 Piece, Threaded Connection, 1000 WOG, Stainless Steel Ball and Stem
100-966 | T-SS-1001N | 1-1/4" | 153.4669 | 16 | 4 | 58 | 662527300287 | Full Port, 2 Piece, Threaded Connection, 1000 WOG, Stainless Steel Ball and Stem
100-967 | T-SS-1001N | 1-1/2" | 203.1234 | 8 | 4 | 44 | 662527300294 | Full Port, 2 Piece, Threaded Connection, 1000 WOG, Stainless Steel Ball and Stem
100-968 | T-SS-1001N | 2" | 283.8307 | 6 | 2 | 49 | 662527300300 | Full Port, 2 Piece, Threaded Connection, 1000 WOG, Stainless Steel Ball and Stem
100-971 | T-CS-1001N-SS | 1/4" | 37.2038 | 80 | 10 | 51 | 662527300317 | Full Port, 2 Piece, Threaded Connection, 1000 WOG, Stainless Steel Ball and Stem
100-972 | T-CS-1001N-SS | 3/8" | 37.2038 | 80 | 10 | 50 | 662527300324 | Full Port, 2 Piece, Threaded Connection, 1000 WOG, Stainless Steel Ball and Stem
100-973 | T-CS-1001N-SS | 1/2" | 41.5842 | 60 | 10 | 47 | 662527300331 | Full Port, 2 Piece, Threaded Connection, 1000 WOG, Stainless Steel Ball and Stem
100-974 | T-CS-1001N-SS | 3/4" | 60.1261 | 30 | 10 | 47 | 662527300348 | Full Port, 2 Piece, Threaded Connection, 1000 WOG, Stainless Steel Ball and Stem
100-975 | T-CS-1001N-SS | 1" | 82.3512 | 20 | 10 | 47 | 662527300355 | Full Port, 2 Piece, Threaded Connection, 1000 WOG, Stainless Steel Ball and Stem
100-976 | T-CS-1001N-SS | 1-1/4" | 123.6725 | 16 | 4 | 58 | 662527300362 | Full Port, 2 Piece, Threaded Connection, 1000 WOG, Stainless Steel Ball and Stem
100-977 | T-CS-1001N-SS | 1-1/2" | 159.9162 | 8 | 4 | 46 | 662527300379 | Full Port, 2 Piece, Threaded Connection, 1000 WOG, Stainless Steel Ball and Stem
100-978 | T-CS-1001N-SS | 2" | 229.4032 | 6 | 2 | 52 | 662527300386 | Full Port, 2 Piece, Threaded Connection, 1000 WOG, Stainless Steel Ball and Stem
100-931 | T-SS-2000N | 1/4" | 48.9815 | 80 | 10 | 45 | 662527297891 | Standard Port, 2 Piece, Threaded Connection, 2000 WOG, Stainless Steel Ball and Stem
100-932 | T-SS-2000N | 3/8" | 48.9815 | 80 | 10 | 42 | 662527297907 | Standard Port, 2 Piece, Threaded Connection, 2000 WOG, Stainless Steel Ball and Stem
100-933 | T-SS-2000N | 1/2" | 52.3525 | 80 | 10 | 56 | 662527297914 | Standard Port, 2 Piece, Threaded Connection, 2000 WOG, Stainless Steel Ball and Stem
100-934 | T-SS-2000N | 3/4" | 78.0815 | 30 | 10 | 43 | 662527297921 | Standard Port, 2 Piece, Threaded Connection, 2000 WOG, Stainless Steel Ball and Stem
100-935 | T-SS-2000N | 1" | 98.2433 | 30 | 10 | 58 | 662527297938 | Standard Port, 2 Piece, Threaded Connection, 2000 WOG, Stainless Steel Ball and Stem
100-936 | T-SS-2000N | 1-1/4" | 148.0131 | 20 | 5 | 53 | 662527297945 | Standard Port, 2 Piece, Threaded Connection, 2000 WOG, Stainless Steel Ball and Stem
100-937 | T-SS-2000N | 1-1/2" | 201.5033 | 15 | 5 | 58 | 662527297952 | Standard Port, 2 Piece, Threaded Connection, 2000 WOG, Stainless Steel Ball and Stem
100-938 | T-SS-2000N | 2" | 275.1931 | 10 | 5 | 58 | 662527297969 | Standard Port, 2 Piece, Threaded Connection, 2000 WOG, Stainless Steel Ball and Stem
101-931 | T-SS-2000N-MF | 1/4" | 65.8497 | 80 | 10 | 44 | 662527304230 | Standard Port, 2 Piece, Male x Female Connection, 2000 WOG, Stainless Steel Ball and Stem
101-933 | T-SS-2000N-MF | 1/2" | 77.6086 | 80 | 10 | 56 | 662527300546 | Standard Port, 2 Piece, Male x Female Connection, 2000 WOG, Stainless Steel Ball and Stem
101-934 | T-SS-2000N-MF | 3/4" | 108.509 | 30 | 10 | 43 | 662527304988 | Standard Port, 2 Piece, Male x Female Connection, 2000 WOG, Stainless Steel Ball and Stem
101-935 | T-SS-2000N-MF | 1" | 140.3898 | 30 | 10 | 57 | 662527304995 | Standard Port, 2 Piece, Male x Female Connection, 2000 WOG, Stainless Steel Ball and Stem
100-951 | T-CS-2000N-SS | 1/4" | 40.2905 | 80 | 10 | 44 | 662527300393 | Standard Port, 2 Piece, Threaded Connection, 2000 WOG, Stainless Steel Ball and Stem
100-952 | T-CS-2000N-SS | 3/8" | 40.2905 | 80 | 10 | 45 | 662527300409 | Standard Port, 2 Piece, Threaded Connection, 2000 WOG, Stainless Steel Ball and Stem
100-953 | T-CS-2000N-SS | 1/2" | 43.6262 | 80 | 10 | 56 | 662527300416 | Standard Port, 2 Piece, Threaded Connection, 2000 WOG, Stainless Steel Ball and Stem
100-954 | T-CS-2000N-SS | 3/4" | 63.5098 | 30 | 10 | 43 | 662527300423 | Standard Port, 2 Piece, Threaded Connection, 2000 WOG, Stainless Steel Ball and Stem
100-955 | T-CS-2000N-SS | 1" | 79.7307 | 30 | 10 | 57 | 662527300430 | Standard Port, 2 Piece, Threaded Connection, 2000 WOG, Stainless Steel Ball and Stem
100-956 | T-CS-2000N-SS | 1-1/4" | 115.5735 | 20 | 5 | 53 | 662527300447 | Standard Port, 2 Piece, Threaded Connection, 2000 WOG, Stainless Steel Ball and Stem
100-957 | T-CS-2000N-SS | 1-1/2" | 155.2753 | 15 | 5 | 58 | 662527300454 | Standard Port, 2 Piece, Threaded Connection, 2000 WOG, Stainless Steel Ball and Stem
100-958 | T-CS-2000N-SS | 2" | 213.4218 | 10 | 5 | 58 | 662527300461 | Standard Port, 2 Piece, Threaded Connection, 2000 WOG, Stainless Steel Ball and Stem
100-931DH | T-SS-2000N-DH | 1/4" | 202.6118 | 10 |  | 13 | 662527297846 | Standard Port, 2 Piece, Threaded Connection, 2000 WOG, with Spring Return Handle
100-932DH | T-SS-2000N-DH | 3/8" | 202.6118 | 10 |  | 13 | 662527297853 | Standard Port, 2 Piece, Threaded Connection, 2000 WOG, with Spring Return Handle
100-933DH | T-SS-2000N-DH | 1/2" | 206.9227 | 10 |  | 14 | 662527297860 | Standard Port, 2 Piece, Threaded Connection, 2000 WOG, with Spring Return Handle
100-934DH | T-SS-2000N-DH | 3/4" | 265.6915 | 8 |  | 17 | 662527297877 | Standard Port, 2 Piece, Threaded Connection, 2000 WOG, with Spring Return Handle
100-935DH | T-SS-2000N-DH | 1" | 304.9294 | 8 |  | 22 | 662527297884 | Standard Port, 2 Piece, Threaded Connection, 2000 WOG, with Spring Return Handle
100-936DH | T-SS-2000N-DH | 1-1/4" | 502.7669 | 1 |  | 3 | 662527300188 | Standard Port, 2 Piece, Threaded Connection, 2000 WOG, with Spring Return Handle
100-937DH | T-SS-2000N-DH | 1-1/2" | 713.3184 | 1 |  | 4 | 662527300195 | Standard Port, 2 Piece, Threaded Connection, 2000 WOG, with Spring Return Handle
100-938DH | T-SS-2000N-DH | 2" | 980.4956 | 1 |  | 5 | 662527300201 | Standard Port, 2 Piece, Threaded Connection, 2000 WOG, with Spring Return Handle
500-203 | T-SS-1050N-3L | 1/2" | 342.38 | 10 | 50 | 64 | 662527315182 | 2 Piece, Reduced Port, 3 Way Dispenser Valve, Threaded Connection, 1000 WOG
500-204 | T-SS-1050N-3L | 3/4" | 435.78 | 10 | 50 | 82 | 662527315199 | 2 Piece, Reduced Port, 3 Way Dispenser Valve, Threaded Connection, 1000 WOG
500-205 | T-SS-1050N-3L | 1" | 535.06 | 6 | 30 | 73 | 662527315205 | 2 Piece, Reduced Port, 3 Way Dispenser Valve, Threaded Connection, 1000 WOG
100-903 | T-SS-900N | 1/2" | 34.0739 | 50 | 5 | 21 | 662527305398 | Full Port, 2 Piece, Threaded Connection, 1000 WOG, Stainles Steel Ball and Stem
100-904 | T-SS-900N | 3/4" | 44.4829 | 40 | 4 | 24 | 662527305404 | Full Port, 2 Piece, Threaded Connection, 1000 WOG, Stainles Steel Ball and Stem
100-905 | T-SS-900N | 1" | 63.9537 | 24 | 2 | 22 | 662527305411 | Full Port, 2 Piece, Threaded Connection, 1000 WOG, Stainles Steel Ball and Stem
100-906 | T-SS-900N | 1-1/4" | 94.3517 | 24 | 2 | 31 | 662527305367 | Full Port, 2 Piece, Threaded Connection, 1000 WOG, Stainles Steel Ball and Stem
100-907 | T-SS-900N | 1-1/2" | 122.2812 | 12 | 2 | 24 | 662527305428 | Full Port, 2 Piece, Threaded Connection, 1000 WOG, Stainles Steel Ball and Stem
100-908 | T-SS-900N | 2" | 166.8363 | 12 | 2 | 38 | 662527305435 | Full Port, 2 Piece, Threaded Connection, 1000 WOG, Stainles Steel Ball and Stem
500-301 | T-SS-1000N-4B | 1/4" | 60.5537 |  | 10 |  | 662527302496 | Full Port, 3 Piece 4 Bolt, Swing Out Body, Threaded Connection, 1000 WOG, Stainless Steel Ball and Stem
500-302 | T-SS-1000N-4B | 3/8" | 60.5537 |  | 10 |  | 662527302519 | Full Port, 3 Piece 4 Bolt, Swing Out Body, Threaded Connection, 1000 WOG, Stainless Steel Ball and Stem
500-303 | T-SS-1000N-4B | 1/2" | 72.5674 |  | 10 |  | 662527302533 | Full Port, 3 Piece 4 Bolt, Swing Out Body, Threaded Connection, 1000 WOG, Stainless Steel Ball and Stem
500-304 | T-SS-1000N-4B | 3/4" | 95.2599 |  | 10 |  | 662527302557 | Full Port, 3 Piece 4 Bolt, Swing Out Body, Threaded Connection, 1000 WOG, Stainless Steel Ball and Stem
500-305 | T-SS-1000N-4B | 1" | 128.1458 |  | 8 |  | 662527302571 | Full Port, 3 Piece 4 Bolt, Swing Out Body, Threaded Connection, 1000 WOG, Stainless Steel Ball and Stem
500-306 | T-SS-1000N-4B | 1-1/4" | 200.3492 | 5 |  | 23 | 662527302595 | Full Port, 3 Piece 4 Bolt, Swing Out Body, Threaded Connection, 1000 WOG, Stainless Steel Ball and Stem
500-307 | T-SS-1000N-4B | 1-1/2" | 263.3299 |  | 5 |  | 662527302618 | Full Port, 3 Piece 4 Bolt, Swing Out Body, Threaded Connection, 1000 WOG, Stainless Steel Ball and Stem
500-308 | T-SS-1000N-4B | 2" | 386.5611 |  | 2 |  | 662527302632 | Full Port, 3 Piece 4 Bolt, Swing Out Body, Threaded Connection, 1000 WOG, Stainless Steel Ball and Stem
500-310 | T-SS-1000N-4B | 3" | 1061.9356 | 2 |  | 58 | 662527302656 | Full Port, 3 Piece 4 Bolt, Swing Out Body, Threaded Connection, 1000 WOG, Stainless Steel Ball and Stem
500-311 | T-SS-1000N-4B | 4" | 1741.6181 |  |  |  | 662527302670 | Full Port, 3 Piece 4 Bolt, Swing Out Body, Threaded Connection, 1000 WOG, Stainless Steel Ball and Stem
501-308 | T-SS-1000N-4B | 2" | 495.77 |  | 2 |  | 662527307026 | 3PC, 4BOLT, NPT, WITH PORT TAP
500-358 | T-SS-1000N-4B | 2" | 505.4096 |  | 2 |  | 662527308504 | 3PC, 4BOLT, NPT, W/ SQ FLANGE
501-358 | T-SS-1000N-4B | 2" | 644.4758 |  | 2 |  | 662527308511 | 3PC, 4BOLT, NPT, W/SQ FLANGE & PORT TAP
500-368 | T-SS-1000N-4B | 2" | 693.2052 |  | 2 |  | 662527308528 | 3PC, 4BOLT, SQ FLANGE X SQ FLANGE
500-343 | S-SS-1000N-4B | 1/2" | 72.5674 |  | 10 |  | 662527302700 | Full Port, 3 Piece 4 Bolt, Swing Out Body, Socket Weld Connection, 1000 WOG, Stainless Steel Ball and Stem
500-344 | S-SS-1000N-4B | 3/4" | 95.2599 |  | 10 |  | 662527302717 | Full Port, 3 Piece 4 Bolt, Swing Out Body, Socket Weld Connection, 1000 WOG, Stainless Steel Ball and Stem
500-345 | S-SS-1000N-4B | 1" | 128.1458 |  | 8 |  | 662527302724 | Full Port, 3 Piece 4 Bolt, Swing Out Body, Socket Weld Connection, 1000 WOG, Stainless Steel Ball and Stem
500-346 | S-SS-1000N-4B | 1-1/4" | 200.3492 |  | 5 |  | 662527302731 | Full Port, 3 Piece 4 Bolt, Swing Out Body, Socket Weld Connection, 1000 WOG, Stainless Steel Ball and Stem
500-347 | S-SS-1000N-4B | 1-1/2" | 263.3299 |  | 5 |  | 662527302748 | Full Port, 3 Piece 4 Bolt, Swing Out Body, Socket Weld Connection, 1000 WOG, Stainless Steel Ball and Stem
500-348 | S-SS-1000N-4B | 2" | 386.5611 |  | 2 |  | 662527302755 | Full Port, 3 Piece 4 Bolt, Swing Out Body, Socket Weld Connection, 1000 WOG, Stainless Steel Ball and Stem
500-350 | S-SS-1000N-4B | 3" | 1061.9356 |  | 2 |  | 662527302762 | Full Port, 3 Piece 4 Bolt, Swing Out Body, Socket Weld Connection, 1000 WOG, Stainless Steel Ball and Stem
500-351 | S-SS-1000N-4B | 4" | 1741.6181 |  |  |  | 662527302779 | Full Port, 3 Piece 4 Bolt, Swing Out Body, Socket Weld Connection, 1000 WOG, Stainless Steel Ball and Stem
511-308 | S-SS-1000N-4B | 2" | 495.77 |  | 2 |  | 662527309785 | 3PC, 4BOLT, SW, WITH PORT TAP
500-376 | TS-SS-1000N-4B | 1-1/4" | 200.3492 |  | 5 | 24 | 662527314048 | Full Port, 3 Piece 4 Bolt, Swing Out Body, Threaded x Socket Weld Connection, 1000 WOG, Stainless Steel Ball and Stem
500-378 | TS-SS-1000N-4B | 2" | 386.5611 |  | 2 | 21 | 662527314062 | Full Port, 3 Piece 4 Bolt, Swing Out Body, Threaded x Socket Weld Connection, 1000 WOG, Stainless Steel Ball and Stem
500-403 | T-CS-1000N-SS-4B | 1/2" | 58.42 |  | 10 |  | 662527302809 | Full Port, 3 Piece 4 Bolt, Swing Out Body, Threaded Connectio, 1000 WOG, Stainless Steel Ball and Stem
500-404 | T-CS-1000N-SS-4B | 3/4" | 77.536 |  | 10 |  | 662527302816 | Full Port, 3 Piece 4 Bolt, Swing Out Body, Threaded Connectio, 1000 WOG, Stainless Steel Ball and Stem
500-405 | T-CS-1000N-SS-4B | 1" | 103.6196 |  | 8 |  | 662527302823 | Full Port, 3 Piece 4 Bolt, Swing Out Body, Threaded Connectio, 1000 WOG, Stainless Steel Ball and Stem
500-406 | T-CS-1000N-SS-4B | 1-1/4" | 158.1092 |  | 5 |  | 662527302830 | Full Port, 3 Piece 4 Bolt, Swing Out Body, Threaded Connectio, 1000 WOG, Stainless Steel Ball and Stem
500-407 | T-CS-1000N-SS-4B | 1-1/2" | 207.2987 |  | 5 |  | 662527302847 | Full Port, 3 Piece 4 Bolt, Swing Out Body, Threaded Connectio, 1000 WOG, Stainless Steel Ball and Stem
500-408 | T-CS-1000N-SS-4B | 2" | 303.3553 |  | 2 |  | 662527302854 | Full Port, 3 Piece 4 Bolt, Swing Out Body, Threaded Connectio, 1000 WOG, Stainless Steel Ball and Stem
500-503 | S-CS-1000N-SS-4B | 1/2" | 58.42 |  | 10 |  | 662527302861 | Full Port, 3 Piece 4 Bolt, Swing Out Body, Socket Weld Connection, 1000 WOG, Stainless Steel Ball and Stem
500-504 | S-CS-1000N-SS-4B | 3/4" | 77.536 |  | 10 |  | 662527302878 | Full Port, 3 Piece 4 Bolt, Swing Out Body, Socket Weld Connection, 1000 WOG, Stainless Steel Ball and Stem
500-505 | S-CS-1000N-SS-4B | 1" | 103.6196 |  | 8 |  | 662527302885 | Full Port, 3 Piece 4 Bolt, Swing Out Body, Socket Weld Connection, 1000 WOG, Stainless Steel Ball and Stem
500-506 | S-CS-1000N-SS-4B | 1-1/4" | 158.1092 |  | 5 |  | 662527302892 | Full Port, 3 Piece 4 Bolt, Swing Out Body, Socket Weld Connection, 1000 WOG, Stainless Steel Ball and Stem
500-507 | S-CS-1000N-SS-4B | 1-1/2" | 207.2987 |  | 5 |  | 662527302908 | Full Port, 3 Piece 4 Bolt, Swing Out Body, Socket Weld Connection, 1000 WOG, Stainless Steel Ball and Stem
500-508 | S-CS-1000N-SS-4B | 2" | 303.3553 |  | 2 |  | 662527302915 | Full Port, 3 Piece 4 Bolt, Swing Out Body, Socket Weld Connection, 1000 WOG, Stainless Steel Ball and Stem
601-603 | T-SS-2001N-4B | 1/2" | 108.9691 |  | 10 |  | 662527303806 | Standard Port, 3 Piece 4 Bolt Enclosed, Threaded Connection, 2000 WOG, Stainless Steel Ball and Stem
601-604 | T-SS-2001N-4B | 3/4" | 129.3303 |  | 10 |  | 662527303417 | Standard Port, 3 Piece 4 Bolt Enclosed, Threaded Connection, 2000 WOG, Stainless Steel Ball and Stem
601-605 | T-SS-2001N-4B | 1" | 203.9504 |  | 8 |  | 662527303424 | Standard Port, 3 Piece 4 Bolt Enclosed, Threaded Connection, 2000 WOG, Stainless Steel Ball and Stem
601-606 | T-SS-2001N-4B | 1-1/4" | 331.9834 |  | 6 |  | 662527303431 | Standard Port, 3 Piece 4 Bolt Enclosed, Threaded Connection, 2000 WOG, Stainless Steel Ball and Stem
601-607 | T-SS-2001N-4B | 1-1/2" | 351.6678 |  | 5 |  | 662527303813 | Standard Port, 3 Piece 4 Bolt Enclosed, Threaded Connection, 2000 WOG, Stainless Steel Ball and Stem
601-608 | T-SS-2001N-4B | 2" | 493.3501 |  | 2 |  | 662527303448 | Standard Port, 3 Piece 4 Bolt Enclosed, Threaded Connection, 2000 WOG, Stainless Steel Ball and Stem
601-623 | S-SS-2001N-4B | 1/2" | 108.9691 |  | 10 |  | 662527303516 | Standard Port, 3 Piece 4 Bolt Enclosed, Socket Weld Connection, 2000 WOG, Stainless Steel Ball and Stem
601-624 | S-SS-2001N-4B | 3/4" | 129.3303 |  | 10 |  | 662527303523 | Standard Port, 3 Piece 4 Bolt Enclosed, Socket Weld Connection, 2000 WOG, Stainless Steel Ball and Stem
601-625 | S-SS-2001N-4B | 1" | 203.9504 |  | 8 |  | 662527303530 | Standard Port, 3 Piece 4 Bolt Enclosed, Socket Weld Connection, 2000 WOG, Stainless Steel Ball and Stem
601-626 | S-SS-2001N-4B | 1-1/4" | 331.9834 |  | 6 |  | 662527303547 | Standard Port, 3 Piece 4 Bolt Enclosed, Socket Weld Connection, 2000 WOG, Stainless Steel Ball and Stem
601-627 | S-SS-2001N-4B | 1-1/2" | 351.6678 |  | 5 |  | 662527303554 | Standard Port, 3 Piece 4 Bolt Enclosed, Socket Weld Connection, 2000 WOG, Stainless Steel Ball and Stem
601-628 | S-SS-2001N-4B | 2" | 493.3501 |  | 2 |  | 662527303561 | Standard Port, 3 Piece 4 Bolt Enclosed, Socket Weld Connection, 2000 WOG, Stainless Steel Ball and Stem
601-613 | T-CS-2001N-SS-4B | 1/2" | 89.2366 |  | 10 |  | 662527303455 | Standard Port, 3 Piece 4 Bolt Enclosed, Threaded Connection, 2000 WOG, Stainless Steel Ball and Stem
601-614 | T-CS-2001N-SS-4B | 3/4" | 109.3869 |  | 10 |  | 662527303462 | Standard Port, 3 Piece 4 Bolt Enclosed, Threaded Connection, 2000 WOG, Stainless Steel Ball and Stem
601-615 | T-CS-2001N-SS-4B | 1" | 152.0677 |  | 8 |  | 662527303479 | Standard Port, 3 Piece 4 Bolt Enclosed, Threaded Connection, 2000 WOG, Stainless Steel Ball and Stem
601-616 | T-CS-2001N-SS-4B | 1-1/4" | 256.1402 |  | 5 |  | 662527303486 | Standard Port, 3 Piece 4 Bolt Enclosed, Threaded Connection, 2000 WOG, Stainless Steel Ball and Stem
601-617 | T-CS-2001N-SS-4B | 1-1/2" | 275.4047 |  | 5 |  | 662527303493 | Standard Port, 3 Piece 4 Bolt Enclosed, Threaded Connection, 2000 WOG, Stainless Steel Ball and Stem
601-618 | T-CS-2001N-SS-4B | 2" | 398.4649 |  | 2 |  | 662527303509 | Standard Port, 3 Piece 4 Bolt Enclosed, Threaded Connection, 2000 WOG, Stainless Steel Ball and Stem
601-633 | S-CS-2001N-SS-4B | 1/2" | 89.2366 |  | 10 |  | 662527303578 | Standard Port, 3 Piece 4 Bolt Enclosed, Socket Weld Connection, 2000 WOG, Stainless Steel Ball and Stem
601-634 | S-CS-2001N-SS-4B | 3/4" | 109.3869 |  | 10 |  | 662527303820 | Standard Port, 3 Piece 4 Bolt Enclosed, Socket Weld Connection, 2000 WOG, Stainless Steel Ball and Stem
601-635 | S-CS-2001N-SS-4B | 1" | 152.0677 |  | 8 |  | 662527303837 | Standard Port, 3 Piece 4 Bolt Enclosed, Socket Weld Connection, 2000 WOG, Stainless Steel Ball and Stem
601-636 | S-CS-2001N-SS-4B | 1-1/4" | 256.1402 |  | 6 |  | 662527303585 | Standard Port, 3 Piece 4 Bolt Enclosed, Socket Weld Connection, 2000 WOG, Stainless Steel Ball and Stem
601-637 | S-CS-2001N-SS-4B | 1-1/2" | 275.4047 |  | 5 |  | 662527303592 | Standard Port, 3 Piece 4 Bolt Enclosed, Socket Weld Connection, 2000 WOG, Stainless Steel Ball and Stem
601-638 | S-CS-2001N-SS-4B | 2" | 398.4649 |  | 2 |  | 662527303608 | Standard Port, 3 Piece 4 Bolt Enclosed, Socket Weld Connection, 2000 WOG, Stainless Steel Ball and Stem
100-983 | T-SS-2002N-DUE | 1/2" | 148.6762 |  | 10 |  | 662527301260 | Full Port, 5 Piece, Double Union End, Threaded Connection, 3000 WOG, Stainless Steel Ball and Stem
100-984 | T-SS-2002N-DUE | 3/4" | 195.0952 |  | 8 |  | 662527301277 | Full Port, 5 Piece, Double Union End, Threaded Connection, 3000 WOG, Stainless Steel Ball and Stem
100-985 | T-SS-2002N-DUE | 1" | 237.9609 |  | 8 |  | 662527301284 | Full Port, 5 Piece, Double Union End, Threaded Connection, 3000 WOG, Stainless Steel Ball and Stem
100-986 | T-SS-2002N-DUE | 1-1/4" | 374.9055 |  | 6 |  | 662527301291 | Full Port, 5 Piece, Double Union End, Threaded Connection, 3000 WOG, Stainless Steel Ball and Stem
100-987 | T-SS-2002N-DUE | 1-1/2" | 501.9232 |  | 4 |  | 662527301307 | Full Port, 5 Piece, Double Union End, Threaded Connection, 3000 WOG, Stainless Steel Ball and Stem
100-988 | T-SS-2002N-DUE | 2" | 692.0551 |  | 2 |  | 662527301314 | Full Port, 5 Piece, Double Union End, Threaded Connection, 3000 WOG, Stainless Steel Ball and Stem
101-983 | S-SS-2002N-DUE | 1/2" | 148.6762 |  | 10 |  | 662527301437 | Full Port, 5 Piece, Double Union End, Socket Weld Connection, 3000 WOG
101-984 | S-SS-2002N-DUE | 3/4" | 195.0952 |  | 8 |  | 662527301444 | Full Port, 5 Piece, Double Union End, Socket Weld Connection, 3000 WOG
101-985 | S-SS-2002N-DUE | 1" | 237.9609 |  | 8 |  | 662527301451 | Full Port, 5 Piece, Double Union End, Socket Weld Connection, 3000 WOG
101-986 | S-SS-2002N-DUE | 1-1/4" | 374.9055 |  | 6 |  | 662527301468 | Full Port, 5 Piece, Double Union End, Socket Weld Connection, 3000 WOG
101-987 | S-SS-2002N-DUE | 1-1/2" | 501.9232 |  | 4 |  | 662527301475 | Full Port, 5 Piece, Double Union End, Socket Weld Connection, 3000 WOG
101-988 | S-SS-2002N-DUE | 2" | 692.0551 |  | 2 |  | 662527301482 | Full Port, 5 Piece, Double Union End, Socket Weld Connection, 3000 WOG
100-992 | T-CS-2002N-SS-DUE | 3/8” | 132.9348 |  | 10 |  | 662527301338 | Full Port, 5 Piece, Double Union End, Threaded Connection, 3000 WOG, Stainless Steel Ball and Stem
100-993 | T-CS-2002N-SS-DUE | 1/2" | 132.9348 |  | 10 |  | 662527301345 | Full Port, 5 Piece, Double Union End, Threaded Connection, 3000 WOG, Stainless Steel Ball and Stem
100-994 | T-CS-2002N-SS-DUE | 3/4" | 168.3618 |  | 8 |  | 662527301352 | Full Port, 5 Piece, Double Union End, Threaded Connection, 3000 WOG, Stainless Steel Ball and Stem
100-995 | T-CS-2002N-SS-DUE | 1" | 211.3616 |  | 8 |  | 662527301369 | Full Port, 5 Piece, Double Union End, Threaded Connection, 3000 WOG, Stainless Steel Ball and Stem
100-996 | T-CS-2002N-SS-DUE | 1-1/4" | 320.0892 |  | 6 |  | 662527301376 | Full Port, 5 Piece, Double Union End, Threaded Connection, 3000 WOG, Stainless Steel Ball and Stem
100-997 | T-CS-2002N-SS-DUE | 1-1/2" | 416.4435 |  | 4 |  | 662527301383 | Full Port, 5 Piece, Double Union End, Threaded Connection, 3000 WOG, Stainless Steel Ball and Stem
100-998 | T-CS-2002N-SS-DUE | 2" | 576.2202 |  | 2 |  | 662527301390 | Full Port, 5 Piece, Double Union End, Threaded Connection, 3000 WOG, Stainless Steel Ball and Stem
101-992 | S-CS-2002N-SS-DUE | 3/8” | 132.9348 |  | 10 |  | 662527301499 | Full Port, 5 Piece, Double Union End, Socket Weld Connection, 3000 WOG, Stainless Steel Ball and Stem
101-993 | S-CS-2002N-SS-DUE | 1/2" | 132.9348 |  | 10 |  | 662527301505 | Full Port, 5 Piece, Double Union End, Socket Weld Connection, 3000 WOG, Stainless Steel Ball and Stem
101-994 | S-CS-2002N-SS-DUE | 3/4" | 168.3618 |  | 8 |  | 662527301512 | Full Port, 5 Piece, Double Union End, Socket Weld Connection, 3000 WOG, Stainless Steel Ball and Stem
101-995 | S-CS-2002N-SS-DUE | 1" | 211.3616 |  | 8 |  | 662527301529 | Full Port, 5 Piece, Double Union End, Socket Weld Connection, 3000 WOG, Stainless Steel Ball and Stem
101-996 | S-CS-2002N-SS-DUE | 1-1/4" | 320.0892 |  | 6 |  | 662527301536 | Full Port, 5 Piece, Double Union End, Socket Weld Connection, 3000 WOG, Stainless Steel Ball and Stem
101-997 | S-CS-2002N-SS-DUE | 1-1/2" | 416.4435 |  | 4 |  | 662527301543 | Full Port, 5 Piece, Double Union End, Socket Weld Connection, 3000 WOG, Stainless Steel Ball and Stem
101-998 | S-CS-2002N-SS-DUE | 2" | 576.2202 |  | 2 |  | 662527301550 | Full Port, 5 Piece, Double Union End, Socket Weld Connection, 3000 WOG, Stainless Steel Ball and Stem
100-941 | T-CS-4000 | 1/4" | 48.1742 | 50 | 5 | #VALUE! | 662527300911 | Full Port, 3 Piece, Threaded Connection, 7500 WOG
100-942 | T-CS-4000 | 3/8" | 52.0545 | 10 |  | 10 | 662527301017 | Full Port, 3 Piece, Threaded Connection, 7500 WOG
100-943 | T-CS-4000 | 1/2" | 61.5869 | 30 | 5 | 15 | 662527301024 | Full Port, 3 Piece, Threaded Connection, 7500 WOG
100-944 | T-CS-4000 | 3/4" | 103.4062 | 10 |  | 33 | 662527301031 | Full Port, 3 Piece, Threaded Connection, 7500 WOG
100-945 | T-CS-4000 | 1" | 131.4322 | 10 | 5 | 48 | 662527301048 | Full Port, 3 Piece, Threaded Connection, 7500 WOG
100-946 | T-CS-4000 | 1-1/4" | 258.8963 | 4 |  | 32 | 662527301055 | Full Port, 3 Piece, Threaded Connection, 7500 WOG
100-947 | T-CS-4000 | 1-1/2" | 349.0217 | 4 |  | 46 | 662527301062 | Full Port, 3 Piece, Threaded Connection, 7500 WOG
100-948 | T-CS-4000 | 2" | 507.0156 | 2 |  | 32 | 662527301079 | Full Port, 3 Piece, Threaded Connection, 7500 WOG
500-098 | T-SS-1000 | 1/8" FIP x 1/8" MIP | 77.3187 |  | 10 |  | 662527302441 | Full Port, 1 Piece/2 Piece, Threaded Connection, Mini Valves, 1000 WOG, Stainless Steel Ball and Stem
500-099 | T-SS-1000 | 1/4" FIP x 1/4" MIP | 87.977 |  | 10 |  | 662527302458 | Full Port, 1 Piece/2 Piece, Threaded Connection, Mini Valves, 1000 WOG, Stainless Steel Ball and Stem
500-101 | T-SS-1000 | 1/4" FIP x 1/4" FIP | 62.2246 |  | 10 |  | 662527302472 | Full Port, 1 Piece/2 Piece, Threaded Connection, Mini Valves, 1000 WOG, Stainless Steel Ball and Stem
899-911 | Repair Kit | 1/4” | 7.3168 | 1 | 1 |  |  | Repair Kit, 1000N-4B
899-912 | Repair Kit | 3/8” | 7.3168 | 1 | 1 |  |  | Repair Kit, 1000N-4B
899-913 | Repair Kit | 1/2" | 9.6263 | 1 | 1 |  |  | Repair Kit, 1000N-4B
899-914 | Repair Kit | 3/4" | 15.1713 | 1 | 1 |  |  | Repair Kit, 1000N-4B
899-915 | Repair Kit | 1" | 21.9456 | 1 | 1 |  |  | Repair Kit, 1000N-4B
899-916 | Repair Kit | 1-1/4" | 34.8744 | 1 | 1 |  |  | Repair Kit, 1000N-4B
899-917 | Repair Kit | 1-1/2" | 56.6771 | 1 | 1 |  |  | Repair Kit, 1000N-4B
899-918 | Repair Kit | 2" | 75.4632 | 1 | 1 |  |  | Repair Kit, 1000N-4B
899-919 | Repair Kit | 2-1/2” | 125.0291 | 1 | 1 |  |  | Repair Kit, 1000N-4B
899-920 | Repair Kit | 3” | 166.017 | 1 | 1 |  |  | Repair Kit, 1000N-4B
899-921 | Repair Kit | 4” | 284.9627 | 1 | 1 |  |  | Repair Kit, 1000N-4B
899-943 | Repair Kit | 1/2" | 14.6508 | 1 | 1 |  |  | Repair Kit, 2001N-4B
899-944 | Repair Kit | 3/4" | 16.623 | 1 | 1 |  |  | Repair Kit, 2001N-4B
899-945 | Repair Kit | 1" | 23.4789 | 1 | 1 |  |  | Repair Kit, 2001N-4B
899-946 | Repair Kit | 1-1/4" | 34.3731 | 1 | 1 |  |  | Repair Kit, 2001N-4B
899-947 | Repair Kit | 1-1/2" | 56.631 | 1 | 1 |  |  | Repair Kit, 2001N-4B
899-948 | Repair Kit | 2" | 59.8242 | 1 | 1 |  |  | Repair Kit, 2001N-4B
899-981 | Repair Kit | 1/4” | 10.2356 | 1 | 1 |  |  | Repair Kit, 2002N
899-982 | Repair Kit | 3/8” | 10.2356 | 1 | 1 |  |  | Repair Kit, 2002N
899-983 | Repair Kit | 1/2" | 10.2356 | 1 | 1 |  |  | Repair Kit, 2002N
899-984 | Repair Kit | 3/4" | 15.0986 | 1 | 1 |  |  | Repair Kit, 2002N
899-985 | Repair Kit | 1" | 20.4055 | 1 | 1 |  |  | Repair Kit, 2002N
899-986 | Repair Kit | 1-1/4" | 29.3412 | 1 | 1 |  |  | Repair Kit, 2002N
899-987 | Repair Kit | 1-1/2" | 41.3588 | 1 | 1 |  |  | Repair Kit, 2002N
899-988 | Repair Kit | 2" | 60.6839 | 1 | 1 |  |  | Repair Kit, 2002N
600-103 | FL-SS-100-150 | 1/2” | 205.2527 |  | 2 |  | 662527303042 | Full Port, 2 Piece, Flanged Connection, Class 150, Stainless Steel
600-104 | FL-SS-100-150 | 3/4” | 237.4985 |  | 2 |  | 662527303059 | Full Port, 2 Piece, Flanged Connection, Class 150, Stainless Steel
600-105 | FL-SS-100-150 | 1” | 320.7703 |  | 2 |  | 662527303066 | Full Port, 2 Piece, Flanged Connection, Class 150, Stainless Steel
600-107 | FL-SS-100-150 | 1-1/2” | 564.1723 |  | 2 |  | 662527303073 | Full Port, 2 Piece, Flanged Connection, Class 150, Stainless Steel
600-108 | FL-SS-100-150 | 2" | 792.3538 |  | 2 |  | 662527303080 | Full Port, 2 Piece, Flanged Connection, Class 150, Stainless Steel
600-109 | FL-SS-100-150 | 2-1/2” | 1156.6847 |  | 1 |  | 662527303097 | Full Port, 2 Piece, Flanged Connection, Class 150, Stainless Steel
600-110 | FL-SS-100-150 | 3" | 1693.3934 |  | 1 |  | 662527303110 | Full Port, 2 Piece, Flanged Connection, Class 150, Stainless Steel
600-111 | FL-SS-100-150 | 4" | 2801.5785 |  | 1 |  | 662527303127 | Full Port, 2 Piece, Flanged Connection, Class 150, Stainless Steel
600-112 | FL-SS-100-150 | 6" | 8316.5015 |  | 1 |  | 662527303134 | Full Port, 2 Piece, Flanged Connection, Class 150, Stainless Steel
600-113 | FL-SS-100-150 | 8" | 14205.8608 |  | 1 |  | 662527303141 | Full Port, 2 Piece, Flanged Connection, Class 150, Stainless Steel
600-114 | FL-SS-100-150 | 10" | 24837.0035 |  | 1 |  | 662527303158 | Full Port, 2 Piece, Flanged Connection, Class 150, Stainless Steel
600-115 | FL-SS-100-150 | 12" | 38507.789 |  | 1 |  | 662527303165 | Full Port, 2 Piece, Flanged Connection, Class 150, Stainless Steel
600-128 | FL-SS-100-300 | 2" | 1073.6065 |  | 1 |  | 662527303172 | Full Port, 2 Piece, Flanged Connection, Class 300, Stainless Steel
600-130 | FL-SS-100-300 | 3" | 1929.1647 |  | 1 |  | 662527303189 | Full Port, 2 Piece, Flanged Connection, Class 300, Stainless Steel
600-131 | FL-SS-100-300 | 4" | 3871.1978 |  | 1 |  | 662527303196 | Full Port, 2 Piece, Flanged Connection, Class 300, Stainless Steel
600-132 | FL-SS-100-300 | 6" | 9777.0387 |  | 1 |  | 662527303202 | Full Port, 2 Piece, Flanged Connection, Class 300, Stainless Steel
600-133 | FL-SS-100-300 | 8" | 14862.6153 |  | 1 |  | 662527303219 | Full Port, 2 Piece, Flanged Connection, Class 300, Stainless Steel
600-203 | FL-CS-100-150 | 1/2” | 160.0353 |  | 2 |  | 662527303233 | Full Port, 2 Piece, Flanged Connection, Class 150, Carbon Steel, Stainless Steel Ball and Stem
600-204 | FL-CS-100-150 | 3/4” | 179.2285 |  | 2 |  | 662527303240 | Full Port, 2 Piece, Flanged Connection, Class 150, Carbon Steel, Stainless Steel Ball and Stem
600-205 | FL-CS-100-150 | 1” | 228.9467 |  | 2 |  | 662527303257 | Full Port, 2 Piece, Flanged Connection, Class 150, Carbon Steel, Stainless Steel Ball and Stem
600-207 | FL-CS-100-150 | 1-1/2” | 373.6801 |  | 2 |  | 662527303264 | Full Port, 2 Piece, Flanged Connection, Class 150, Carbon Steel, Stainless Steel Ball and Stem
600-208 | FL-CS-100-150 | 2" | 490.5465 |  | 2 |  | 662527303271 | Full Port, 2 Piece, Flanged Connection, Class 150, Carbon Steel, Stainless Steel Ball and Stem
600-209 | FL-CS-100-150 | 2-1/2” | 695.9391 |  | 1 |  | 662527303288 | Full Port, 2 Piece, Flanged Connection, Class 150, Carbon Steel, Stainless Steel Ball and Stem
600-210 | FL-CS-100-150 | 3" | 1055.3031 |  | 1 |  | 662527303295 | Full Port, 2 Piece, Flanged Connection, Class 150, Carbon Steel, Stainless Steel Ball and Stem
600-211 | FL-CS-100-150 | 4" | 1607.4966 |  | 1 |  | 662527303301 | Full Port, 2 Piece, Flanged Connection, Class 150, Carbon Steel, Stainless Steel Ball and Stem
600-212 | FL-CS-100-150 | 6" | 3307.5611 |  | 1 |  | 662527303318 | Full Port, 2 Piece, Flanged Connection, Class 150, Carbon Steel, Stainless Steel Ball and Stem
600-213 | FL-CS-100-150 | 8" | 7001.1278 |  | 1 |  | 662527303325 | Full Port, 2 Piece, Flanged Connection, Class 150, Carbon Steel, Stainless Steel Ball and Stem
600-214 | FL-CS-100-150 | 10" | 14210.9651 |  | 1 |  | 662527303332 | Full Port, 2 Piece, Flanged Connection, Class 150, Carbon Steel, Stainless Steel Ball and Stem
600-215 | FL-CS-100-150 | 12" | 22029.0661 |  | 1 |  | 662527303349 | Full Port, 2 Piece, Flanged Connection, Class 150, Carbon Steel, Stainless Steel Ball and Stem
600-228 | FL-CS-100-300 | 2" | 646.5631 |  | 1 |  | 662527303356 | Full Port, 2 Piece, Flanged Connectoin, Class 300, Carbon Steel, Stainless Steel Ball and Stem
600-230 | FL-CS-100-300 | 3" | 1327.6017 |  | 1 |  | 662527303363 | Full Port, 2 Piece, Flanged Connectoin, Class 300, Carbon Steel, Stainless Steel Ball and Stem
600-231 | FL-CS-100-300 | 4" | 2202.3463 |  | 1 |  | 662527303370 | Full Port, 2 Piece, Flanged Connectoin, Class 300, Carbon Steel, Stainless Steel Ball and Stem
600-232 | FL-CS-100-300 | 6" | 3944.8236 |  |  |  | 662527303387 | Full Port, 2 Piece, Flanged Connectoin, Class 300, Carbon Steel, Stainless Steel Ball and Stem
600-233* | FL-CS-100-300 | 8" | 7818.3845 |  |  |  | 662527303394 | Full Port, 2 Piece, Flanged Connectoin, Class 300, Carbon Steel, Stainless Steel Ball and Stem
600-116 | Repair Kit | 2" | 57.5548 |  |  |  |  | Repair Kit, FL-100-150
600-117 | Repair Kit | 2-1/2" | 62.7533 |  |  |  |  | Repair Kit, FL-100-150
600-118 | Repair Kit | 3" | 115.1095 |  |  |  |  | Repair Kit, FL-100-150
600-119 | Repair Kit | 4" | 158.9254 |  |  |  |  | Repair Kit, FL-100-150
600-120 | Repair Kit | 6" | 545.8419 |  |  |  |  | Repair Kit, FL-100-150
600-121 | Repair Kit | 8" | 1070.5185 |  |  |  |  | Repair Kit, FL-100-150
600-122 | Repair Kit | 10" | 1954.6338 |  |  |  |  | Repair Kit, FL-100-150
600-123 | Repair Kit | 12" | 4010.2669 |  |  |  |  | Repair Kit, FL-100-150
600-136 | Repair Kit | 2” | 62.0106 |  |  |  |  | Repair Kit, FL-100-300
600-137 | Repair Kit | 2-1/2” | 76.4921 |  |  |  |  | Repair Kit, FL-100-300
600-138 | Repair Kit | 3” | 123.6499 |  |  |  |  | Repair Kit, FL-100-300
600-139 | Repair Kit | 4" | 161.896 |  |  |  |  | Repair Kit, FL-100-300
600-141 | Repair Kit | 6" | 548.8124 |  |  |  |  | Repair Kit, FL-100-300
600-143 | Repair Kit | 8" | 1163.3487 |  |  |  |  | Repair Kit, FL-100-300
AE-180-120-12 | AE Series | 180 | 496.6395 |  |  |  |  | 120VAC Electric Actuator, Double Acting, Nema 4x, Manual Override
AE-350 | AE Series | 350 | 606.9836 |  |  |  |  | 120VAC Electric Actuator, Double Acting, Nema 4x, Manual Override
AE-700 | AE Series | 700 | 755.5377 |  |  |  |  | 120VAC Electric Actuator, Double Acting, Nema 4x, Manual Override
AE-880 | AE Series | 880 | 1303.2872 |  |  |  |  | 120VAC Electric Actuator, Double Acting, Nema 4x, Manual Override
AE-1400 | AE Series | 1400 | 1566.9583 |  |  |  |  | 120VAC Electric Actuator, Double Acting, Nema 4x, Manual Override
AE-2100 | AE Series | 2125 | 1769.282 |  |  |  |  | 120VAC Electric Actuator, Double Acting, Nema 4x, Manual Override
AE-3100 | AE Series | 3098 | 1940.4068 |  |  |  |  | 120VAC Electric Actuator, Double Acting, Nema 4x, Manual Override
AE-4400 | AE Series | 4425 | 2208.3794 |  |  |  |  | 120VAC Electric Actuator, Double Acting, Nema 4x, Manual Override
AE-7000 | AE Series | 7080 | 2550.6166 |  |  |  |  | 120VAC Electric Actuator, Double Acting, Nema 4x, Manual Override
AE-9700 | AE Series | 9735 | 2806.1472 |  |  |  |  | 120VAC Electric Actuator, Double Acting, Nema 4x, Manual Override
AE-700M | AE Series | 700 | 1996.4522 |  |  |  |  | 120VAC Electric Actuator, Double Acting, Nema 4x, Manual Override, Modulating
AE-880M | AE Series | 880 | 2549.5412 |  |  |  |  | 120VAC Electric Actuator, Double Acting, Nema 4x, Manual Override, Modulating
AE-1400M | AE Series | 1400 | 2813.1998 |  |  |  |  | 120VAC Electric Actuator, Double Acting, Nema 4x, Manual Override, Modulating
AE-2100M | AE Series | 2125 | 3015.536 |  |  |  |  | 120VAC Electric Actuator, Double Acting, Nema 4x, Manual Override, Modulating
AE-3100M | AE Series | 3098 | 3186.6483 |  |  |  |  | 120VAC Electric Actuator, Double Acting, Nema 4x, Manual Override, Modulating
AE-4400M | AE Series | 4425 | 3454.6209 |  |  |  |  | 120VAC Electric Actuator, Double Acting, Nema 4x, Manual Override, Modulating
AE-7000M | AE Series | 7080 | 3796.8581 |  |  |  |  | 120VAC Electric Actuator, Double Acting, Nema 4x, Manual Override, Modulating
AE-9700M | AE Series | 9735 | 4055.1522 |  |  |  |  | 120VAC Electric Actuator, Double Acting, Nema 4x, Manual Override, Modulating
AE-180-24VDC | AE Series | 180 | 571.0425 |  |  |  |  | 24VDC Electric Actuator, Double Acting, Nema 4x, Manual Override
AE-350-24VDC | AE Series | 350 | 829.6397 |  |  |  |  | 24VDC Electric Actuator, Double Acting, Nema 4x, Manual Override
AE-700-24VDC | AE Series | 700 | 1047.9067 |  |  |  |  | 24VDC Electric Actuator, Double Acting, Nema 4x, Manual Override
AE-880-24VDC | AE Series | 880 | 1509.7374 |  |  |  |  | 24VDC Electric Actuator, Double Acting, Nema 4x, Manual Override
AE-1400-24VDC | AE Series | 1400 | 1866.6675 |  |  |  |  | 24VDC Electric Actuator, Double Acting, Nema 4x, Manual Override
AE-2100-24VDC | AE Series | 2125 | 2091.1367 |  |  |  |  | 24VDC Electric Actuator, Double Acting, Nema 4x, Manual Override
AE-3100-24VDC | AE Series | 3098 | 2275.4664 |  |  |  |  | 24VDC Electric Actuator, Double Acting, Nema 4x, Manual Override
AE-4400-24VDC | AE Series | 4425 | 2537.1367 |  |  |  |  | 24VDC Electric Actuator, Double Acting, Nema 4x, Manual Override
AE-7000-24VDC | AE Series | 7080 | 3089.4129 |  |  |  |  | 24VDC Electric Actuator, Double Acting, Nema 4x, Manual Override
AE-9700-24VDC | AE Series | 9735 | 3428.2113 |  |  |  |  | 24VDC Electric Actuator, Double Acting, Nema 4x, Manual Override
AE-180-24VAC | AE Series | 180 | 564.186 |  |  |  |  | 24VAC Electric Actuator, Double Acting, Nema 4x, Manual Override
AE-700-24VAC | AE Series | 700 | 1916.1355 |  |  |  |  | 24VAC Electric Actuator, Double Acting, Nema 4x, Manual Override
AE-880-24VAC | AE Series | 880 | 2377.9662 |  |  |  |  | 24VAC Electric Actuator, Double Acting, Nema 4x, Manual Override
AE-1400-24VAC | AE Series | 1400 | 2252.5455 |  |  |  |  | 24VAC Electric Actuator, Double Acting, Nema 4x, Manual Override
AE-2100-24VAC | AE Series | 2125 | 2475.6393 |  |  |  |  | 24VAC Electric Actuator, Double Acting, Nema 4x, Manual Override
AE-3100-24VAC | AE Series | 3098 | 2661.3444 |  |  |  |  | 24VAC Electric Actuator, Double Acting, Nema 4x, Manual Override
AE-4400-24VAC | AE Series | 4425 | 2923.0148 |  |  |  |  | 24VAC Electric Actuator, Double Acting, Nema 4x, Manual Override
AE-7000-24VAC | AE Series | 7080 | 3475.3034 |  |  |  |  | 24VAC Electric Actuator, Double Acting, Nema 4x, Manual Override
AE-9700-24VAC | AE Series | 9735 | 3814.1394 |  |  |  |  | 24VAC Electric Actuator, Double Acting, Nema 4x, Manual Override
JV-50-DA | JV series |  | 292.8682 |  |  |  |  | Pneumatic Actuator, Dual Travel Stops, Double Acting Rotary
JV-60-DA | JV series |  | 356.2349 |  |  |  |  | Pneumatic Actuator, Dual Travel Stops, Double Acting Rotary
JV-70-DA | JV series |  | 466.2862 |  |  |  |  | Pneumatic Actuator, Dual Travel Stops, Double Acting Rotary
JV-80-DA | JV series |  | 493.6341 |  |  |  |  | Pneumatic Actuator, Dual Travel Stops, Double Acting Rotary
JV-90-DA | JV series |  | 590.6715 |  |  |  |  | Pneumatic Actuator, Dual Travel Stops, Double Acting Rotary
JV-100-DA | JV series |  | 631.4689 |  |  |  |  | Pneumatic Actuator, Dual Travel Stops, Double Acting Rotary
JV-120-DA | JV series |  | 749.1903 |  |  |  |  | Pneumatic Actuator, Dual Travel Stops, Double Acting Rotary
JV-140-DA | JV series |  | 989.092 |  |  |  |  | Pneumatic Actuator, Dual Travel Stops, Double Acting Rotary
JV-160-DA | JV series |  | 1545.4922 |  |  |  |  | Pneumatic Actuator, Dual Travel Stops, Double Acting Rotary
JV-190-DA | JV series |  | 1925.6246 |  |  |  |  | Pneumatic Actuator, Dual Travel Stops, Double Acting Rotary
JV-200-DA | JV series |  | 2587.7568 |  |  |  |  | Pneumatic Actuator, Dual Travel Stops, Double Acting Rotary
JV-240-DA | JV series |  | 3470.7387 |  |  |  |  | Pneumatic Actuator, Dual Travel Stops, Double Acting Rotary
JV-270-DA | JV series |  | 4777.5226 |  |  |  |  | Pneumatic Actuator, Dual Travel Stops, Double Acting Rotary
JV-300-DA | JV series |  | 5360.9571 |  |  |  |  | Pneumatic Actuator, Dual Travel Stops, Double Acting Rotary
JV-350-DA | JV series |  | 9066.6762 |  |  |  |  | Pneumatic Actuator, Dual Travel Stops, Double Acting Rotary
JV-50-SR | JV series |  | 330.2861 |  |  |  |  | Pneumatic Actuator, Dual Travel Stops, Spring Return Rotary
JV-60-SR | JV series |  | 420.9969 |  |  |  |  | Pneumatic Actuator, Dual Travel Stops, Spring Return Rotary
JV-70-SR | JV series |  | 478.2423 |  |  |  |  | Pneumatic Actuator, Dual Travel Stops, Spring Return Rotary
JV-80-SR | JV series |  | 534.3259 |  |  |  |  | Pneumatic Actuator, Dual Travel Stops, Spring Return Rotary
JV-90-SR | JV series |  | 660.5721 |  |  |  |  | Pneumatic Actuator, Dual Travel Stops, Spring Return Rotary
JV-100-SR | JV series |  | 757.7151 |  |  |  |  | Pneumatic Actuator, Dual Travel Stops, Spring Return Rotary
JV-120-SR | JV series |  | 892.8885 |  |  |  |  | Pneumatic Actuator, Dual Travel Stops, Spring Return Rotary
JV-140-SR | JV series |  | 1338.7123 |  |  |  |  | Pneumatic Actuator, Dual Travel Stops, Spring Return Rotary
JV-160-SR | JV series |  | 1848.1843 |  |  |  |  | Pneumatic Actuator, Dual Travel Stops, Spring Return Rotary
JV-190-SR | JV series |  | 2532.4332 |  |  |  |  | Pneumatic Actuator, Dual Travel Stops, Spring Return Rotary
JV-200-SR | JV series |  | 2773.9859 |  |  |  |  | Pneumatic Actuator, Dual Travel Stops, Spring Return Rotary
JV-240-SR | JV series |  | 4877.8167 |  |  |  |  | Pneumatic Actuator, Dual Travel Stops, Spring Return Rotary
JV-270-SR | JV series |  | 5096.0241 |  |  |  |  | Pneumatic Actuator, Dual Travel Stops, Spring Return Rotary
JV-300-SR | JV series |  | 6463.2449 |  |  |  |  | Pneumatic Actuator, Dual Travel Stops, Spring Return Rotary
JV-350-SR | JV series |  | 10498.6648 |  |  |  |  | Pneumatic Actuator, Dual Travel Stops, Spring Return Rotary
ASV-120 | SV-120 |  | 90.7095 |  |  |  |  | Four Way Solenoid Valve
ASV-120XP | SV-120 |  | 382.641 |  |  |  |  | Four Way Solenoid Valve
ASC-24VDC Coil | SV-120 |  | 14.1435 |  |  |  |  | Four Way Solenoid Valve Coil
ASC-24VAC Coil | SV-120 |  | 14.1435 |  |  |  |  | Four Way Solenoid Valve Coil
ASC-240VDC Coil | SV-120 |  | 14.1435 |  |  |  |  | Four Way Solenoid Valve Coil
ASCM-28 | SV-120 |  | 13.4715 |  |  |  |  | Four Way Solenoid Valve
ABV-28 | SV-120 |  | 13.4715 |  |  |  |  | Four Way Solenoid Valve
ASM-200 | SM-200 |  | 138.1905 |  |  |  |  | Limit Switch with Dome Indicator
ASM-400 | SM-200 |  | 194.145 |  |  |  |  | Limit Switch with Dome Indicator
ASP-210 | SM-200 |  | 325.4475 |  |  |  |  | Limit Switch with Dome Indicator
ASMX-200 | SM-200 |  | 278.0925 |  |  |  |  | Limit Switch with Dome Indicator
ASPX-210 | SM-200 |  | 515.046 |  |  |  |  | Limit Switch with Dome Indicator
MT1 | SM-200 |  | 59.6925 |  |  |  |  | Limit Switch with Dome Indicator
AEP-100 | EP-100 |  | 1385.7852 |  |  |  |  | Electro-Pneumatic Rotary Positioner
APP-200 | PP-200 |  | 784.8097 |  |  |  |  | Pneumatic Rotary Positioner
ARK-JV-50V | O-ring Repair Kits Viton |  | 40.677 |  |  |  |  | O-ring Repair Kits Viton | 38.74
ARK-JV-60V | O-ring Repair Kits Viton |  | 48.594 |  |  |  |  | O-ring Repair Kits Viton | 46.28
ARK-JV-70V | O-ring Repair Kits Viton |  | 55.398 |  |  |  |  | O-ring Repair Kits Viton | 52.76
ARK-JV-80V | O-ring Repair Kits Viton |  | 64.932 |  |  |  |  | O-ring Repair Kits Viton | 61.84
ARK-JV-90V | O-ring Repair Kits Viton |  | 74.7705 |  |  |  |  | O-ring Repair Kits Viton | 71.21
ARK-JV-100V | O-ring Repair Kits Viton |  | 98.8155 |  |  |  |  | O-ring Repair Kits Viton | 94.11
ARK-JV-120V | O-ring Repair Kits Viton |  | 134.757 |  |  |  |  | O-ring Repair Kits Viton | 128.34
ARK-JV-140V | O-ring Repair Kits Viton |  | 184.107 |  |  |  |  | O-ring Repair Kits Viton | 175.34
ARK-JV-160V | O-ring Repair Kits Viton |  | 196.6125 |  |  |  |  | O-ring Repair Kits Viton | 187.25
ARK-JV-190V | O-ring Repair Kits Viton |  | 232.5645 |  |  |  |  | O-ring Repair Kits Viton | 221.49
ARK-JV-200V | O-ring Repair Kits Viton |  | 260.5365 |  |  |  |  | O-ring Repair Kits Viton | 248.13
ARK-JV-240V | O-ring Repair Kits Viton |  | 299.1345 |  |  |  |  | O-ring Repair Kits Viton | 284.89
ARK-JV-260V | O-ring Repair Kits Viton |  | 345.8805 |  |  |  |  | O-ring Repair Kits Viton | 329.41
ARK-JV-300V | O-ring Repair Kits Viton |  | 458.9865 |  |  |  |  | O-ring Repair Kits Viton | 437.13
ARK-JV-350V | O-ring Repair Kits Viton |  | 561.015 |  |  |  |  | O-ring Repair Kits Viton | 534.3
A101-12 | A101 | 1/2" | 39.312 |  |  |  |  | Brass, 2 Piece, Full Port, Threaded Connection, 600 WOG, ISO Mounting Pad, Stainless Steel Ball and Stem
A101-34 | A101 | 3/4" | 47.2605 |  |  |  |  | Brass, 2 Piece, Full Port, Threaded Connection, 600 WOG, ISO Mounting Pad, Stainless Steel Ball and Stem
A101-1 | A101 | 1" | 74.6445 |  |  |  |  | Brass, 2 Piece, Full Port, Threaded Connection, 600 WOG, ISO Mounting Pad, Stainless Steel Ball and Stem
A101-114 | A101 | 1-1/4" | 95.1195 |  |  |  |  | Brass, 2 Piece, Full Port, Threaded Connection, 600 WOG, ISO Mounting Pad, Stainless Steel Ball and Stem
A101-112 | A101 | 1-1/2" | 125.769 |  |  |  |  | Brass, 2 Piece, Full Port, Threaded Connection, 600 WOG, ISO Mounting Pad, Stainless Steel Ball and Stem
A101-2 | A101 | 2" | 168.1785 |  |  |  |  | Brass, 2 Piece, Full Port, Threaded Connection, 600 WOG, ISO Mounting Pad, Stainless Steel Ball and Stem
A751T-14 | A-751T | 1/4" | 106.7367 |  |  |  |  | Brass, 3-Way, Standard Port, Threaded Connection, 400 WOG, with ISO Mounting Pad, T Port
A751T-38 | A-751T | 3/8" | 106.7367 |  |  |  |  | Brass, 3-Way, Standard Port, Threaded Connection, 400 WOG, with ISO Mounting Pad, T Port
A751T-12 | A-751T | 1/2" | 79.4571 |  |  |  |  | Brass, 3-Way, Standard Port, Threaded Connection, 400 WOG, with ISO Mounting Pad, T Port
A751T-34 | A-751T | 3/4" | 90.1307 |  |  |  |  | Brass, 3-Way, Standard Port, Threaded Connection, 400 WOG, with ISO Mounting Pad, T Port
A751T-1 | A-751T | 1" | 140.9948 |  |  |  |  | Brass, 3-Way, Standard Port, Threaded Connection, 400 WOG, with ISO Mounting Pad, T Port
A751T-114 | A-751T | 1-1/4" | 196.1217 |  |  |  |  | Brass, 3-Way, Standard Port, Threaded Connection, 400 WOG, with ISO Mounting Pad, T Port
A751T-112 | A-751T | 1-1/2" | 303.0476 |  |  |  |  | Brass, 3-Way, Standard Port, Threaded Connection, 400 WOG, with ISO Mounting Pad, T Port
A751T-2 | A-751T | 2" | 488.7628 |  |  |  |  | Brass, 3-Way, Standard Port, Threaded Connection, 400 WOG, with ISO Mounting Pad, T Port
A751T-212 | A-751T | 2-1/2" | 1521.638 |  |  |  |  | Brass, 3-Way, Standard Port, Threaded Connection, 400 WOG, with ISO Mounting Pad, T Port
A751T-3 | A-751T | 3" | 1534.5821 |  |  |  |  | Brass, 3-Way, Standard Port, Threaded Connection, 400 WOG, with ISO Mounting Pad, T Port
A751L-14 | A-751L | 1/4" | 106.7367 |  |  |  |  | Brass, 3-Way, Standard Port, Threaded Connection, 400 WOG, with ISO Mounting Pad, L Port
A751L-38 | A-751L | 3/8" | 106.7367 |  |  |  |  | Brass, 3-Way, Standard Port, Threaded Connection, 400 WOG, with ISO Mounting Pad, L Port
A751L-12 | A-751L | 1/2" | 79.4571 |  |  |  |  | Brass, 3-Way, Standard Port, Threaded Connection, 400 WOG, with ISO Mounting Pad, L Port
A751L-34 | A-751L | 3/4" | 90.1307 |  |  |  |  | Brass, 3-Way, Standard Port, Threaded Connection, 400 WOG, with ISO Mounting Pad, L Port
A751L-1 | A-751L | 1" | 140.9948 |  |  |  |  | Brass, 3-Way, Standard Port, Threaded Connection, 400 WOG, with ISO Mounting Pad, L Port
A751L-114 | A-751L | 1-1/4" | 196.1217 |  |  |  |  | Brass, 3-Way, Standard Port, Threaded Connection, 400 WOG, with ISO Mounting Pad, L Port
A751L-112 | A-751L | 1-1/2" | 303.0476 |  |  |  |  | Brass, 3-Way, Standard Port, Threaded Connection, 400 WOG, with ISO Mounting Pad, L Port
A751L-2 | A-751L | 2" | 488.7628 |  |  |  |  | Brass, 3-Way, Standard Port, Threaded Connection, 400 WOG, with ISO Mounting Pad, L Port
A751L-212 | A-751L | 2-1/2" | 1521.638 |  |  |  |  | Brass, 3-Way, Standard Port, Threaded Connection, 400 WOG, with ISO Mounting Pad, L Port
A751L-3 | A-751L | 3" | 1534.5821 |  |  |  |  | Brass, 3-Way, Standard Port, Threaded Connection, 400 WOG, with ISO Mounting Pad, L Port
A1B-A1C11 | Mounting Bracket | 1/4 - 1/2” | 81.8055 |  |  |  |  | ISO Mounting Pad for Electric and Pneumatic Actuators
A2B-A2C11 | Mounting Bracket | 3/4” | 81.8055 |  |  |  |  | ISO Mounting Pad for Electric and Pneumatic Actuators
A3B-A3C11 | Mounting Bracket | 1”, 1-1/4” | 81.8055 |  |  |  |  | ISO Mounting Pad for Electric and Pneumatic Actuators
A4B-A4C14 | Mounting Bracket | 1-1/2”, 2” | 81.8055 |  |  |  |  | ISO Mounting Pad for Electric and Pneumatic Actuators
FABRICATED | Mounting Bracket | 2-1/2” - 4” | CALL |  |  |  |  | ISO Mounting Pad for Electric and Pneumatic Actuators
A1001-14 | A1001 | 1/4" | 76.9867 |  |  |  |  | Stainless Steel, 2 Piece, Full Port, Threaded Connection, 1000 WOG, with ISO Mounting Pad
A1001-38 | A1001 | 3/8" | 76.9867 |  |  |  |  | Stainless Steel, 2 Piece, Full Port, Threaded Connection, 1000 WOG, with ISO Mounting Pad
A1001-12 | A1001 | 1/2" | 76.9867 |  |  |  |  | Stainless Steel, 2 Piece, Full Port, Threaded Connection, 1000 WOG, with ISO Mounting Pad
A1001-34 | A1001 | 3/4" | 91.6908 |  |  |  |  | Stainless Steel, 2 Piece, Full Port, Threaded Connection, 1000 WOG, with ISO Mounting Pad
A1001-1 | A1001 | 1" | 125.1211 |  |  |  |  | Stainless Steel, 2 Piece, Full Port, Threaded Connection, 1000 WOG, with ISO Mounting Pad
A1001-114 | A1001 | 1-1/4" | 165.7672 |  |  |  |  | Stainless Steel, 2 Piece, Full Port, Threaded Connection, 1000 WOG, with ISO Mounting Pad
A1001-112 | A1001 | 1-1/2" | 233.3254 |  |  |  |  | Stainless Steel, 2 Piece, Full Port, Threaded Connection, 1000 WOG, with ISO Mounting Pad
A1001-2 | A1001 | 2" | 325.0162 |  |  |  |  | Stainless Steel, 2 Piece, Full Port, Threaded Connection, 1000 WOG, with ISO Mounting Pad
A1000-14 | A1000 | 1/4" | 138.9314 |  |  |  |  | Stainless Steel, 3 Piece 4 Bolt, Full Port, Threaded Connection, 1000 WOG with ISO Mounting Pad
A1000-38 | A1000 | 3/8" | 138.9314 |  |  |  |  | Stainless Steel, 3 Piece 4 Bolt, Full Port, Threaded Connection, 1000 WOG with ISO Mounting Pad
A1000-12 | A1000 | 1/2" | 138.9314 |  |  |  |  | Stainless Steel, 3 Piece 4 Bolt, Full Port, Threaded Connection, 1000 WOG with ISO Mounting Pad
A1000-34 | A1000 | 3/4" | 147.4661 |  |  |  |  | Stainless Steel, 3 Piece 4 Bolt, Full Port, Threaded Connection, 1000 WOG with ISO Mounting Pad
A1000-1 | A1000 | 1" | 223.2756 |  |  |  |  | Stainless Steel, 3 Piece 4 Bolt, Full Port, Threaded Connection, 1000 WOG with ISO Mounting Pad
A1000-114 | A1000 | 1-1/4" | 288.5884 |  |  |  |  | Stainless Steel, 3 Piece 4 Bolt, Full Port, Threaded Connection, 1000 WOG with ISO Mounting Pad
A1000-112 | A1000 | 1-1/2" | 365.5097 |  |  |  |  | Stainless Steel, 3 Piece 4 Bolt, Full Port, Threaded Connection, 1000 WOG with ISO Mounting Pad
A1000-2 | A1000 | 2" | 591.8373 |  |  |  |  | Stainless Steel, 3 Piece 4 Bolt, Full Port, Threaded Connection, 1000 WOG with ISO Mounting Pad
A1000-212 | A1000 | 2-1/2" | 1074.5329 |  |  |  |  | Stainless Steel, 3 Piece 4 Bolt, Full Port, Threaded Connection, 1000 WOG with ISO Mounting Pad
A1000-3 | A1000 | 3" | 1596.0434 |  |  |  |  | Stainless Steel, 3 Piece 4 Bolt, Full Port, Threaded Connection, 1000 WOG with ISO Mounting Pad
A1000-4 | A1000 | 4" | 2326.4415 |  |  |  |  | Stainless Steel, 3 Piece 4 Bolt, Full Port, Threaded Connection, 1000 WOG with ISO Mounting Pad
A2020D-12 | A2020D | 1/2" | 156.0662 |  |  |  |  | Stainless Steel, 2 Piece, Full Port, Flanged Connection, Class 150 with ISO Mounting Pad
A2020D-34 | A2020D | 3/4" | 182.6186 |  |  |  |  | Stainless Steel, 2 Piece, Full Port, Flanged Connection, Class 150 with ISO Mounting Pad
A2020D-1 | A2020D | 1" | 253.207 |  |  |  |  | Stainless Steel, 2 Piece, Full Port, Flanged Connection, Class 150 with ISO Mounting Pad
A2020D-114 | A2020D | 1-1/4" | 407.3766 |  |  |  |  | Stainless Steel, 2 Piece, Full Port, Flanged Connection, Class 150 with ISO Mounting Pad
A2020D-112 | A2020D | 1-1/2" | 536.3563 |  |  |  |  | Stainless Steel, 2 Piece, Full Port, Flanged Connection, Class 150 with ISO Mounting Pad
A2020D-2 | A2020D | 2" | 677.9364 |  |  |  |  | Stainless Steel, 2 Piece, Full Port, Flanged Connection, Class 150 with ISO Mounting Pad
A2020D-212 | A2020D | 2-1/2" | 1196.0025 |  |  |  |  | Stainless Steel, 2 Piece, Full Port, Flanged Connection, Class 150 with ISO Mounting Pad
A2020D-3 | A2020D | 3" | 1281.9163 |  |  |  |  | Stainless Steel, 2 Piece, Full Port, Flanged Connection, Class 150 with ISO Mounting Pad
A2020D-4 | A2020D | 4" | 2043.4012 |  |  |  |  | Stainless Steel, 2 Piece, Full Port, Flanged Connection, Class 150 with ISO Mounting Pad
A850T-14 | A850T | 1/4" | 261.5782 |  |  |  |  | Stainless Steel, 3-Way, Full Port, Threaded Connection, 1000 WOG, with ISO Mounting Pad
A850T-38 | A850T | 3/8" | 261.5782 |  |  |  |  | Stainless Steel, 3-Way, Full Port, Threaded Connection, 1000 WOG, with ISO Mounting Pad
A850T-12 | A850T | 1/2" | 286.0051 |  |  |  |  | Stainless Steel, 3-Way, Full Port, Threaded Connection, 1000 WOG, with ISO Mounting Pad
A850T-34 | A850T | 3/4" | 384.9989 |  |  |  |  | Stainless Steel, 3-Way, Full Port, Threaded Connection, 1000 WOG, with ISO Mounting Pad
A850T-1 | A850T | 1" | 495.0017 |  |  |  |  | Stainless Steel, 3-Way, Full Port, Threaded Connection, 1000 WOG, with ISO Mounting Pad
A850T-114 | A850T | 1-1/4" | 699.6056 |  |  |  |  | Stainless Steel, 3-Way, Full Port, Threaded Connection, 1000 WOG, with ISO Mounting Pad
A850T-112 | A850T | 1-1/2" | 935.0129 |  |  |  |  | Stainless Steel, 3-Way, Full Port, Threaded Connection, 1000 WOG, with ISO Mounting Pad
A850T-2 | A850T | 2 | 1574.1998 |  |  |  |  | Stainless Steel, 3-Way, Full Port, Threaded Connection, 1000 WOG, with ISO Mounting Pad
A850L-14 | A850L | 1/4" | 261.5782 |  |  |  |  | Stainless Steel, 3-Way, Full Port, Threaded Connection, 1000 WOG, with ISO Mounting Pad
A850L-38 | A850L | 3/8" | 261.5782 |  |  |  |  | Stainless Steel, 3-Way, Full Port, Threaded Connection, 1000 WOG, with ISO Mounting Pad
A850L-12 | A850L | 1/2" | 286.0051 |  |  |  |  | Stainless Steel, 3-Way, Full Port, Threaded Connection, 1000 WOG, with ISO Mounting Pad
A850L-34 | A850L | 3/4" | 384.9989 |  |  |  |  | Stainless Steel, 3-Way, Full Port, Threaded Connection, 1000 WOG, with ISO Mounting Pad
A850L-1 | A850L | 1" | 495.0017 |  |  |  |  | Stainless Steel, 3-Way, Full Port, Threaded Connection, 1000 WOG, with ISO Mounting Pad
A850L-114 | A850L | 1-1/4" | 699.6056 |  |  |  |  | Stainless Steel, 3-Way, Full Port, Threaded Connection, 1000 WOG, with ISO Mounting Pad
A850L-112 | A850L | 1-1/2" | 935.0129 |  |  |  |  | Stainless Steel, 3-Way, Full Port, Threaded Connection, 1000 WOG, with ISO Mounting Pad
A850L-2 | A850L | 2 | 1574.1998 |  |  |  |  | Stainless Steel, 3-Way, Full Port, Threaded Connection, 1000 WOG, with ISO Mounting Pad
A766L-12 | A766L | 1/2" | 753.0483 |  |  |  |  | Stainless Steel, Full Port, 3-Way Flanged Connection, Class 150
A766L-34 | A766L | 3/4" | 925.0939 |  |  |  |  | Stainless Steel, Full Port, 3-Way Flanged Connection, Class 150
A766L-1 | A766L | 1" | 1138.178 |  |  |  |  | Stainless Steel, Full Port, 3-Way Flanged Connection, Class 150
A766L-112 | A766L | 1-1/2" | 2196.7206 |  |  |  |  | Stainless Steel, Full Port, 3-Way Flanged Connection, Class 150
A766L-2 | A766L | 2" | 2058.1707 |  |  |  |  | Stainless Steel, Full Port, 3-Way Flanged Connection, Class 150
A766L-212 | A766L | 2-1/2" | 3218.1051 |  |  |  |  | Stainless Steel, Full Port, 3-Way Flanged Connection, Class 150
A766L-3 | A766L | 3" | 4085.7124 |  |  |  |  | Stainless Steel, Full Port, 3-Way Flanged Connection, Class 150
A766L-4 | A766L | 4" | 6649.0545 |  |  |  |  | Stainless Steel, Full Port, 3-Way Flanged Connection, Class 150
A766T-12 | A766T | 1/2" | 753.0483 |  |  |  |  | Stainless Steel, Full Port, 3-Way Flanged Connection, Class 150
A766T-34 | A766T | 3/4" | 925.0939 |  |  |  |  | Stainless Steel, Full Port, 3-Way Flanged Connection, Class 150
A766T-1 | A766T | 1" | 1138.178 |  |  |  |  | Stainless Steel, Full Port, 3-Way Flanged Connection, Class 150
A766T-112 | A766T | 1-1/2" | 2196.7206 |  |  |  |  | Stainless Steel, Full Port, 3-Way Flanged Connection, Class 150
A766T-2 | A766T | 2" | 2058.1707 |  |  |  |  | Stainless Steel, Full Port, 3-Way Flanged Connection, Class 150
A766T-212 | A766T | 2-1/2" | 3218.1051 |  |  |  |  | Stainless Steel, Full Port, 3-Way Flanged Connection, Class 150
A766T-3 | A766T | 3" | 4085.7124 |  |  |  |  | Stainless Steel, Full Port, 3-Way Flanged Connection, Class 150
A766T-4 | A766T | 4" | 6649.0545 |  |  |  |  | Stainless Steel, Full Port, 3-Way Flanged Connection, Class 150
A1000-14-*V | A1000 V-Ball | 1/4" | 191.4585 |  |  |  |  | Stainless Steel, 3 Piece 4 Bolt, Full Port, Threaded Connection, V-Ball, 1000 WOG with ISO Mounting Pad
A1000-38-*V | A1000 V-Ball | 3/8" | 191.4585 |  |  |  |  | Stainless Steel, 3 Piece 4 Bolt, Full Port, Threaded Connection, V-Ball, 1000 WOG with ISO Mounting Pad
A1000-12-*V | A1000 V-Ball | 1/2" | 191.4585 |  |  |  |  | Stainless Steel, 3 Piece 4 Bolt, Full Port, Threaded Connection, V-Ball, 1000 WOG with ISO Mounting Pad
A1000-34-*V | A1000 V-Ball | 3/4" | 208.0265 |  |  |  |  | Stainless Steel, 3 Piece 4 Bolt, Full Port, Threaded Connection, V-Ball, 1000 WOG with ISO Mounting Pad
A1000-1-*V | A1000 V-Ball | 1" | 299.7609 |  |  |  |  | Stainless Steel, 3 Piece 4 Bolt, Full Port, Threaded Connection, V-Ball, 1000 WOG with ISO Mounting Pad
A1000-114-*V | A1000 V-Ball | 1-1/4" | 442.6599 |  |  |  |  | Stainless Steel, 3 Piece 4 Bolt, Full Port, Threaded Connection, V-Ball, 1000 WOG with ISO Mounting Pad
A1000-112-*V | A1000 V-Ball | 1-1/2" | 574.2447 |  |  |  |  | Stainless Steel, 3 Piece 4 Bolt, Full Port, Threaded Connection, V-Ball, 1000 WOG with ISO Mounting Pad
A1000-2-*V | A1000 V-Ball | 2" | 894.3777 |  |  |  |  | Stainless Steel, 3 Piece 4 Bolt, Full Port, Threaded Connection, V-Ball, 1000 WOG with ISO Mounting Pad
A1000-212-*V | A1000 V-Ball | 2-1/2" | 1584.6638 |  |  |  |  | Stainless Steel, 3 Piece 4 Bolt, Full Port, Threaded Connection, V-Ball, 1000 WOG with ISO Mounting Pad
A1000-3-*V | A1000 V-Ball | 3" | 2165.9063 |  |  |  |  | Stainless Steel, 3 Piece 4 Bolt, Full Port, Threaded Connection, V-Ball, 1000 WOG with ISO Mounting Pad
A1000-4-*V | A1000 V-Ball | 4" | 3296.9339 |  |  |  |  | Stainless Steel, 3 Piece 4 Bolt, Full Port, Threaded Connection, V-Ball, 1000 WOG with ISO Mounting Pad
A2020D-12-*V | A2020D V-Ball | 1/2" | 226.1532 |  |  |  |  | Stainless Steel, 2 Piece, Full Port, V-Ball, Flanged Connection, Class 150 with ISO Mounting Pad
A2020D-34-*V | A2020D V-Ball | 3/4" | 266.8865 |  |  |  |  | Stainless Steel, 2 Piece, Full Port, V-Ball, Flanged Connection, Class 150 with ISO Mounting Pad
A2020D-1-*V | A2020D V-Ball | 1" | 347.6773 |  |  |  |  | Stainless Steel, 2 Piece, Full Port, V-Ball, Flanged Connection, Class 150 with ISO Mounting Pad
A2020D-114-*V | A2020D V-Ball | 1-1/4" | 595.4343 |  |  |  |  | Stainless Steel, 2 Piece, Full Port, V-Ball, Flanged Connection, Class 150 with ISO Mounting Pad
A2020D-112-*V | A2020D V-Ball | 1-1/2" | 790.8822 |  |  |  |  | Stainless Steel, 2 Piece, Full Port, V-Ball, Flanged Connection, Class 150 with ISO Mounting Pad
A2020D-2-*V | A2020D V-Ball | 2" | 1033.8105 |  |  |  |  | Stainless Steel, 2 Piece, Full Port, V-Ball, Flanged Connection, Class 150 with ISO Mounting Pad
A2020D-212-*V | A2020D V-Ball | 2-1/2" | 1797.519 |  |  |  |  | Stainless Steel, 2 Piece, Full Port, V-Ball, Flanged Connection, Class 150 with ISO Mounting Pad
A2020D-3-*V | A2020D V-Ball | 3" | 1928.6896 |  |  |  |  | Stainless Steel, 2 Piece, Full Port, V-Ball, Flanged Connection, Class 150 with ISO Mounting Pad
A2020D-4-*V | A2020D V-Ball | 4" | 3150.4488 |  |  |  |  | Stainless Steel, 2 Piece, Full Port, V-Ball, Flanged Connection, Class 150 with ISO Mounting Pad
105-303 | T-511 | 1/2" | 28.257 | 60 | 10 | 62 | 662527295330 | Bronze Y-Patter Swing Check Valve, Threaded Connection, Class 150, 300 WOG
105-304 | T-511 | 3/4" | 43.6699 | 40 | 10 | 37 | 662527295347 | Bronze Y-Patter Swing Check Valve, Threaded Connection, Class 150, 300 WOG
105-305 | T-511 | 1" | 63.8889 | 30 | 10 | 40 | 662527295354 | Bronze Y-Patter Swing Check Valve, Threaded Connection, Class 150, 300 WOG
105-306 | T-511 | 1-1/4" | 90.5715 | 20 | 5 | 39 | 662527295361 | Bronze Y-Patter Swing Check Valve, Threaded Connection, Class 150, 300 WOG
105-307 | T-511 | 1-1/2" | 128.7722 | 16 | 4 | 43 | 662527295378 | Bronze Y-Patter Swing Check Valve, Threaded Connection, Class 150, 300 WOG
105-308 | T-511 | 2" | 193.9042 | 8 | 2 | 33 | 662527295385 | Bronze Y-Patter Swing Check Valve, Threaded Connection, Class 150, 300 WOG
105-309 | T-511 | 2-1/2" | 434.7264 | 6 |  | 55 | 662527295392 | Bronze Y-Patter Swing Check Valve, Threaded Connection, Class 150, 300 WOG
105-310 | T-511 | 3" | 577.4977 | 4 |  | 49 | 662527295408 | Bronze Y-Patter Swing Check Valve, Threaded Connection, Class 150, 300 WOG
105-403 | S-511 | 1/2" | 28.257 | 60 | 10 | 36 | 662527295415 | Bronze Y-Patter Swing Check Valve, Solder Connection, Class 150, 300 WOG
105-404 | S-511 | 3/4" | 43.6699 | 40 | 10 | 35 | 662527295422 | Bronze Y-Patter Swing Check Valve, Solder Connection, Class 150, 300 WOG
105-405 | S-511 | 1" | 63.8889 | 30 | 10 | 38 | 662527295439 | Bronze Y-Patter Swing Check Valve, Solder Connection, Class 150, 300 WOG
105-406 | S-511 | 1-1/4" | 90.5715 | 20 | 5 | 44 | 662527295446 | Bronze Y-Patter Swing Check Valve, Solder Connection, Class 150, 300 WOG
105-407 | S-511 | 1-1/2" | 128.7722 | 16 | 4 | 43 | 662527295453 | Bronze Y-Patter Swing Check Valve, Solder Connection, Class 150, 300 WOG
105-408 | S-511 | 2" | 193.9042 | 8 | 2 | 34 | 662527295460 | Bronze Y-Patter Swing Check Valve, Solder Connection, Class 150, 300 WOG
105-409 | S-511 | 2-1/2" | 434.7264 | 6 |  | 49 | 662527295477 | Bronze Y-Patter Swing Check Valve, Solder Connection, Class 150, 300 WOG
105-410 | S-511 | 3" | 577.4977 | 4 |  | 47 | 662527295484 | Bronze Y-Patter Swing Check Valve, Solder Connection, Class 150, 300 WOG
105-803 | T-550 | 1/2" | 60.1039 | 66 | 1 | 71 | 662527304889 | Stainless Steel Swing Check Valve, Threaded Connection, 200 WOG
105-804 | T-550 | 3/4" | 71.4153 | 48 | 1 | 1 | 662527304896 | Stainless Steel Swing Check Valve, Threaded Connection, 200 WOG
105-805 | T-550 | 1" | 95.5862 | 30 | 1 | 1 | 662527304902 | Stainless Steel Swing Check Valve, Threaded Connection, 200 WOG
105-806 | T-550 | 1-1/4" | 126.8745 | 24 | 1 | 2 | 662527304919 | Stainless Steel Swing Check Valve, Threaded Connection, 200 WOG
105-807 | T-550 | 1-1/2" | 178.7057 | 14 | 1 | 3 | 662527304926 | Stainless Steel Swing Check Valve, Threaded Connection, 200 WOG
105-808 | T-550 | 2" | 224.136 | 4 | 1 | 5 | 662527304933 | Stainless Steel Swing Check Valve, Threaded Connection, 200 WOG
105-103 | T-501 | 1/2" | 14.9575 | 120 | 10 | 53 | 662527295187 | Regular Brass Horizontal Swing Check Valve, Threaded Connection, Class 125, 200 WOG
105-104 | T-501 | 3/4" | 19.3516 | 100 | 10 | 59 | 662527295194 | Regular Brass Horizontal Swing Check Valve, Threaded Connection, Class 125, 200 WOG
105-105 | T-501 | 1" | 26.0367 | 72 | 6 | 60 | 662527295200 | Regular Brass Horizontal Swing Check Valve, Threaded Connection, Class 125, 200 WOG
105-106 | T-501 | 1-1/4" | 42.3355 | 40 | 5 | 59 | 662527295217 | Regular Brass Horizontal Swing Check Valve, Threaded Connection, Class 125, 200 WOG
105-107 | T-501 | 1-1/2" | 53.3098 | 32 | 4 | 54 | 662527295224 | Regular Brass Horizontal Swing Check Valve, Threaded Connection, Class 125, 200 WOG
105-108 | T-501 | 2" | 87.906 | 24 | 2 | 56 | 662527295231 | Regular Brass Horizontal Swing Check Valve, Threaded Connection, Class 125, 200 WOG
105-109 | T-501 | 2-1/2" | 153.4055 | 12 | 2 | 57 | 662527295248 | Regular Brass Horizontal Swing Check Valve, Threaded Connection, Class 125, 200 WOG
105-110 | T-501 | 3" | 218.7136 | 6 |  | 42 | 662527295255 | Regular Brass Horizontal Swing Check Valve, Threaded Connection, Class 125, 200 WOG
105-111 | T-501 | 4" | 337.336 | 4 |  | 44 | 662527295262 | Regular Brass Horizontal Swing Check Valve, Threaded Connection, Class 125, 200 WOG
105-203 | S-501 | 1/2" | 15.0882 | 120 | 15 | 47 | 662527295279 | Regular Brass Horizontal Swing Check Valve, Solder Connection, Class 125, 200 WOG
105-204 | S-501 | 3/4" | 19.5416 | 100 | 10 | 57 | 662527295286 | Regular Brass Horizontal Swing Check Valve, Solder Connection, Class 125, 200 WOG
105-205 | S-501 | 1" | 26.7404 | 72 | 6 | 59 | 662527295293 | Regular Brass Horizontal Swing Check Valve, Solder Connection, Class 125, 200 WOG
105-206 | S-501 | 1-1/4" | 42.6184 | 32 | 5 | 52 | 662527295309 | Regular Brass Horizontal Swing Check Valve, Solder Connection, Class 125, 200 WOG
105-207 | S-501 | 1-1/2" | 54.8123 | 32 | 4 | 54 | 662527295316 | Regular Brass Horizontal Swing Check Valve, Solder Connection, Class 125, 200 WOG
105-208 | S-501 | 2" | 80.7093 | 20 | 2 | 58 | 662527295323 | Regular Brass Horizontal Swing Check Valve, Solder Connection, Class 125, 200 WOG
103-301 | T-301 | 1/4" | 16.0215 | 120 | 10 | 58 | 662527295682 | Regular Brass Gate Valve, Non-rising Stem, Threaded Connection, 200 WOG
103-302 | T-301 | 3/8" | 16.0215 | 120 | 10 | 68 | 662527295699 | Regular Brass Gate Valve, Non-rising Stem, Threaded Connection, 200 WOG
103-303 | T-301 | 1/2" | 16.0215 | 120 | 10 | 48 | 662527295705 | Regular Brass Gate Valve, Non-rising Stem, Threaded Connection, 200 WOG
103-304 | T-301 | 3/4" | 22.0143 | 90 | 10 | 77 | 662527295712 | Regular Brass Gate Valve, Non-rising Stem, Threaded Connection, 200 WOG
103-305 | T-301 | 1" | 32.7157 | 60 | 5 | 48 | 662527295729 | Regular Brass Gate Valve, Non-rising Stem, Threaded Connection, 200 WOG
103-306 | T-301 | 1-1/4" | 46.0465 | 40 | 5 | 74 | 662527295736 | Regular Brass Gate Valve, Non-rising Stem, Threaded Connection, 200 WOG
103-307 | T-301 | 1-1/2" | 62.9624 | 32 | 4 | 54 | 662527295743 | Regular Brass Gate Valve, Non-rising Stem, Threaded Connection, 200 WOG
103-308 | T-301 | 2" | 89.1578 | 20 | 2 | 54 | 662527295750 | Regular Brass Gate Valve, Non-rising Stem, Threaded Connection, 200 WOG
103-309 | T-301 | 2-1/2" | 175.3942 | 12 | 2 | 88 | 662527295767 | Regular Brass Gate Valve, Non-rising Stem, Threaded Connection, 200 WOG
103-310 | T-301 | 3" | 238.4085 | 8 |  | 81 | 662527295774 | Regular Brass Gate Valve, Non-rising Stem, Threaded Connection, 200 WOG
103-311 | T-301 | 4" | 368.7742 | 2 |  | 27 | 662527295781 | Regular Brass Gate Valve, Non-rising Stem, Threaded Connection, 200 WOG
103-403 | S-301 | 1/2" | 16.0215 | 120 | 10 | 72 | 662527295798 | Regular Brass Gate Valve, Non-rising Stem, Solder Connection, 200 WOG
103-404 | S-301 | 3/4" | 21.6028 | 90 | 10 | 77 | 662527295804 | Regular Brass Gate Valve, Non-rising Stem, Solder Connection, 200 WOG
103-405 | S-301 | 1" | 32.1042 | 60 | 5 | 72 | 662527295811 | Regular Brass Gate Valve, Non-rising Stem, Solder Connection, 200 WOG
103-406 | S-301 | 1-1/4" | 45.1859 | 40 | 5 | 74 | 662527295828 | Regular Brass Gate Valve, Non-rising Stem, Solder Connection, 200 WOG
103-407 | S-301 | 1-1/2" | 60.2249 | 32 | 4 | 72 | 662527295835 | Regular Brass Gate Valve, Non-rising Stem, Solder Connection, 200 WOG
103-408 | S-301 | 2" | 87.4913 | 20 | 2 | 68 | 662527295842 | Regular Brass Gate Valve, Non-rising Stem, Solder Connection, 200 WOG
103-409 | S-301 | 2-1/2" | 167.0421 | 12 | 2 | 88 | 662527295859 | Regular Brass Gate Valve, Non-rising Stem, Solder Connection, 200 WOG
103-410 | S-301 | 3" | 227.0557 | 8 |  | 81 | 662527295866 | Regular Brass Gate Valve, Non-rising Stem, Solder Connection, 200 WOG
201-003 | T-621 | 1/2" | 9.3867 |  |  |  | 662527301673 | Regular Brass Boiler Drain, Threaded Male Connection, 125 WOG
201-004 | T-621 | 3/4" | 9.9863 |  |  |  | 662527301680 | Regular Brass Boiler Drain, Threaded Male Connection, 125 WOG
210-543 | T/S-703 | 1/2" | 11.9404 | 48 | 48 | 21 | 662527293138 | Tru-Union PVC, Schedule 80, Threaded and Solvent Connections, 150 WOG
210-544 | T/S-703 | 3/4" | 15.4131 | 36 | 36 | 25 | 662527293145 | Tru-Union PVC, Schedule 80, Threaded and Solvent Connections, 150 WOG
210-545 | T/S-703 | 1" | 21.1217 | 24 | 24 | 24 | 662527293152 | Tru-Union PVC, Schedule 80, Threaded and Solvent Connections, 150 WOG
210-546 | T/S-703 | 1-1/4" | 30.8262 | 24 | 24 | 40 | 662527293169 | Tru-Union PVC, Schedule 80, Threaded and Solvent Connections, 150 WOG
210-547 | T/S-703 | 1-1/2" | 40.7686 | 24 | 24 | 59 | 662527293176 | Tru-Union PVC, Schedule 80, Threaded and Solvent Connections, 150 WOG
210-548 | T/S-703 | 2" | 55.9438 | 12 | 12 | 51 | 662527293183 | Tru-Union PVC, Schedule 80, Threaded and Solvent Connections, 150 WOG
210-549 | T/S-703 | 2-1/2" | 119.5633 | 12 | 6 | 75 | 662527293190 | Tru-Union PVC, Schedule 80, Threaded and Solvent Connections, 150 WOG
210-550 | T/S-703 | 3" | 183.3942 | 6 | 4 | 54 | 662527293206 | Tru-Union PVC, Schedule 80, Threaded and Solvent Connections, 150 WOG
210-551 | T/S-703 | 4" | 362.1329 | 1 | 1 | 25 | 662527293213 | Tru-Union PVC, Schedule 80, Threaded and Solvent Connections, 150 WOG
210-203 | T-701 | 1/2" | 4.1464 | 100 | 10 | 20 | 662527292780 | PVC, Schedule 80, Threaded Connection, 150 WOG
210-204 | T-701 | 3/4" | 5.3036 | 100 | 10 | 32 | 662527292759 | PVC, Schedule 80, Threaded Connection, 150 WOG
210-205 | T-701 | 1" | 6.7551 | 100 | 8 | 50 | 662527292766 | PVC, Schedule 80, Threaded Connection, 150 WOG
210-206 | T-701 | 1-1/4" | 8.3893 | 100 | 5 | 66 | 662527292773 | PVC, Schedule 80, Threaded Connection, 150 WOG
210-207 | T-701 | 1-1/2" | 13.7481 | 48 | 4 | 66 | 662527292797 | PVC, Schedule 80, Threaded Connection, 150 WOG
210-208 | T-701 | 2" | 18.0771 | 24 | 8 | 40 | 662527292803 | PVC, Schedule 80, Threaded Connection, 150 WOG
210-209 | T-701 | 2-1/2" | 42.1768 | 12 | 4 | 40 | 662527292810 | PVC, Schedule 80, Threaded Connection, 150 WOG
210-210 | T-701 | 3" | 74.0911 | 12 | 6 | 56 | 662527292827 | PVC, Schedule 80, Threaded Connection, 150 WOG
210-211 | T-701 | 4" | 140.617 | 6 | 4 | 57 | 662527292834 | PVC, Schedule 80, Threaded Connection, 150 WOG
210-223 | S-701 | 1/2" | 4.1464 | 100 | 10 | 20 | 662527292841 | PVC, Schedule 80, Solvent Connection, 150 WOG
210-224 | S-701 | 3/4" | 5.3036 | 100 | 10 | 32 | 662527292858 | PVC, Schedule 80, Solvent Connection, 150 WOG
210-225 | S-701 | 1" | 6.7551 | 100 | 8 | 50 | 662527292865 | PVC, Schedule 80, Solvent Connection, 150 WOG
210-226 | S-701 | 1-1/4" | 8.3893 | 100 | 5 | 66 | 662527292872 | PVC, Schedule 80, Solvent Connection, 150 WOG
210-227 | S-701 | 1-1/2" | 13.7481 | 48 | 4 | 66 | 662527292889 | PVC, Schedule 80, Solvent Connection, 150 WOG
210-228 | S-701 | 2" | 18.0771 | 24 | 8 | 40 | 662527292896 | PVC, Schedule 80, Solvent Connection, 150 WOG
210-229 | S-701 | 2-1/2" | 43.9342 | 12 | 4 | 40 | 662527292902 | PVC, Schedule 80, Solvent Connection, 150 WOG
210-230 | S-701 | 3" | 74.0911 | 12 | 6 | 56 | 662527292919 | PVC, Schedule 80, Solvent Connection, 150 WOG
210-231 | S-701 | 4" | 135.2087 | 6 | 4 | 57 | 662527292926 | PVC, Schedule 80, Solvent Connection, 150 WOG
210-703 | T-702 | 1/2" | 4.0256 | 100 | 10 | 20 | 662527300126 | PVC, Schedule 40, Threaded Connection, 150 WOG
210-704 | T-702 | 3/4" | 5.1491 | 100 | 10 | 32 | 662527300133 | PVC, Schedule 40, Threaded Connection, 150 WOG
210-705 | T-702 | 1" | 6.5584 | 80 | 10 | 40 | 662527300140 | PVC, Schedule 40, Threaded Connection, 150 WOG
210-706 | T-702 | 1-1/4" | 8.1449 | 50 | 10 | 33 | 662527300157 | PVC, Schedule 40, Threaded Connection, 150 WOG
210-707 | T-702 | 1-1/2" | 13.3477 | 24 | 6 | 33 | 662527300164 | PVC, Schedule 40, Threaded Connection, 150 WOG
210-708 | T-702 | 2" | 17.5506 | 24 | 3 | 40 | 662527300171 | PVC, Schedule 40, Threaded Connection, 150 WOG
210-723 | S-702 | 1/2" | 4.0256 | 100 | 10 | 20 | 662527309648 | PVC, Schedule 40, Solvent Connection, 150 WOG
210-724 | S-702 | 3/4" | 5.1491 | 100 | 10 | 32 | 662527309655 | PVC, Schedule 40, Solvent Connection, 150 WOG
210-725 | S-702 | 1" | 6.5584 | 80 | 10 | 40 | 662527309662 | PVC, Schedule 40, Solvent Connection, 150 WOG
210-726 | S-702 | 1-1/4" | 8.1449 | 50 | 10 | 33 | 662527309679 | PVC, Schedule 40, Solvent Connection, 150 WOG
210-727 | S-702 | 1-1/2" | 13.3477 | 24 | 6 | 33 | 662527309686 | PVC, Schedule 40, Solvent Connection, 150 WOG
210-728 | S-702 | 2" | 17.5506 | 24 | 3 | 40 | 662527309693 | PVC, Schedule 40, Solvent Connection, 150 WOG
210-603 | S-605 | 1/2" | 7.5638 | 100 | 10 | 13 | 662527293220 | CPVC, Copper Tube Size, Solvent Connection, 150 WOG
210-604 | S-605 | 3/4" | 9.0385 | 100 | 5 | 22 | 662527293237 | CPVC, Copper Tube Size, Solvent Connection, 150 WOG
210-605 | S-605 | 1" | 12.987 | 100 | 8 | 39 | 662527293244 | CPVC, Copper Tube Size, Solvent Connection, 150 WOG
210-606 | S-605 | 1-1/4" | 16.4121 | 100 | 5 | 59 | 662527293251 | CPVC, Copper Tube Size, Solvent Connection, 150 WOG
210-607 | S-605 | 1-1/2" | 26.2381 | 48 | 4 | 59 | 662527293268 | CPVC, Copper Tube Size, Solvent Connection, 150 WOG
210-608 | S-605 | 2" | 33.5853 | 48 | 1 | 62 | 662527293275 | CPVC, Copper Tube Size, Solvent Connection, 150 WOG
150-603G | S-155G | 1/2" | 22.6485 | 54 | 6 | 29 | 662527314109 | Full Port, 2 Piece, LF Brass, CPVC Connection, 150 PSI
150-604G | S-155G | 3/4" | 34.2195 | 48 | 4 | 40 | 662527314116 | Full Port, 2 Piece, LF Brass, CPVC Connection, 150 PSI
150-605G | S-155G | 1" | 57.2145 | 18 | 2 | 26 | 662527314123 | Full Port, 2 Piece, LF Brass, CPVC Connection, 150 PSI
150-663G | S-165G | 1/2" | 25.6725 | 54 | 6 | 31 | 662527314130 | Full Port, 2 Piece, LF Brass, CPVC Connection, 150 PSI, with Drain
150-664G | S-165G | 3/4" | 37.7475 | 48 | 4 | 41 | 662527314147 | Full Port, 2 Piece, LF Brass, CPVC Connection, 150 PSI, with Drain
150-665G | S-165G | 1" | 62.622 | 18 | 2 | 26 | 662527314154 | Full Port, 2 Piece, LF Brass, CPVC Connection, 150 PSI, with Drain
701-103 | Dielectric Union | 1/2" | 8.0025 | 80 | 12 | 30 | 662527297129 | Brass Solder x Galvanized FIP 250 PSI
701-104 | Dielectric Union | 3/4" | 9.603 | 80 | 10 | 37 | 662527297136 | Brass Solder x Galvanized FIP 250 PSI
701-105 | Dielectric Union | 1" | 14.0003 | 80 | 12 | 62 | 662527297143 | Brass Solder x Galvanized FIP 250 PSI
701-106 | Dielectric Union | 1-1/4" | 20.8999 | 40 | 10 | 48 | 662527297150 | Brass Solder x Galvanized FIP 250 PSI
701-107 | Dielectric Union | 1-1/2" | 30.9919 | 36 | 6 | 60 | 662527297167 | Brass Solder x Galvanized FIP 250 PSI
701-108 | Dielectric Union | 2" | 49.7446 | 20 | 5 | 52 | 662527297174 | Brass Solder x Galvanized FIP 250 PSI
701-413 | Dielectric Union | 1/2" | 10.0205 | 80 | 10 | 41 | 662527297310 | Galvanized FIP x FIP, 250 PSI
701-414 | Dielectric Union | 3/4" | 13.4561 | 60 | 10 | 49 | 662527297327 | Galvanized FIP x FIP, 250 PSI
701-415 | Dielectric Union | 1" | 21.9019 | 40 | 5 | 54 | 662527297334 | Galvanized FIP x FIP, 250 PSI
701-416 | Dielectric Union | 1-1/4" | 33.2823 | 40 | 5 | 57 | 662527297341 | Galvanized FIP x FIP, 250 PSI
701-417 | Dielectric Union | 1-1/2" | 50.1024 | 20 | 5 | 61 | 662527297358 | Galvanized FIP x FIP, 250 PSI
701-418 | Dielectric Union | 2" | 80.8797 | 12 | 2 | 43 | 662527297365 | Galvanized FIP x FIP, 250 PSI
701-403 | Dielectric Union | 1/2" | 9.4638 | 80 | 10 | 42 | 662527297259 | Black Iron FIP x FIP, 250 PSI
701-404 | Dielectric Union | 3/4" | 12.4731 | 60 | 10 | 51 | 662527297266 | Black Iron FIP x FIP, 250 PSI
701-405 | Dielectric Union | 1" | 21.2578 | 40 | 5 | 53 | 662527297273 | Black Iron FIP x FIP, 250 PSI
701-406 | Dielectric Union | 1-1/4" | 31.8508 | 30 | 5 | 51 | 662527297280 | Black Iron FIP x FIP, 250 PSI
701-407 | Dielectric Union | 1-1/2" | 47.4542 | 20 | 5 | 61 | 662527297297 | Black Iron FIP x FIP, 250 PSI
701-408 | Dielectric Union | 2" | 76.6567 | 10 | 2 | 36 | 662527297303 | Black Iron FIP x FIP, 250 PSI
300-006 | Snap-N-Loc |  | 31.4553 | 24 | 24 | 26 | 662527293930 | 300 Grade Stainless or Brushed Stainless Steel Sink Strainer
300-008 | Snap-N-Loc |  | 37.7957 | 24 | 24 | 22 | 662527293947 | 301 Grade Stainless or Brushed Stainless Steel Sink Strainer
300-017CLAM | Snap-N-Loc |  | 52.0499 | 24 | 6 | 26 | 662527294029 | 302 Grade Stainless or Brushed Stainless Steel Sink Strainer
300-001 | Twist-N-Loc |  | 44.8296 | 24 | 24 | 22 | 662527293909 | Chrome Plated Brass or 300 Grade Brushed Stainless Steel Sink Strainer
300-003 | Twist-N-Loc |  | 54.1439 | 24 | 24 | 26 | 662527293916 | Chrome Plated Brass or 300 Grade Brushed Stainless Steel Sink Strainer
300-023CLAM | Twist-N-Loc |  | 56.1152 | 24 | 6 | 26 | 662527294067 | Chrome Plated Brass or 300 Grade Brushed Stainless Steel Sink Strainer
300-004 | Easy-Loc |  | 51.4288 | 24 | 24 | 27 | 662527293923 | Chrome Plated Brass Sink Strainer
300-009 | Smart Move |  | 36.495 | 24 | 24 | 20 | 662527293954 | Chrome Plated Brass Sink Strainer
300-011 | Mag-Na-Loc |  | 29.0086 | 24 | 24 | 19 | 662527293961 | 300 Grade Stainless Steel Sink Strainer
300-013 | Snap-N-Seal |  | 16.5929 | 24 | 24 | 15 | 662527293992 | 400 Grade Stainless Steel Sink Strainer
300-014 | Snap-Tite |  | 29.6022 | 24 | 24 | 24 | 662527293985 | 300 Grade Stainless Steel Sink Strainer
300-021CLAM | Push-N-Seal II |  | 43.4475 | 24 | 6 | 13 | 662527294050 | 400 Grade Brushed Stainless Steel Sink Strainer
300-101 | Small Wonder |  | 34.6159 | 96 | 1 | 49 | 662527294005 | Chrome Plated Brass or 300 Grade Brushed Stainless Steel Sink Strainer
300-102 | Bar-ette |  | 26.5447 | 96 | 1 | 39 | 662527294012 | Chrome Plated Brass Bar Sink Strainer
301-001 | Accessories |  | 14.453 |  |  |  | 662527302205 | Basket for SS-304
301-002 | Accessories |  | 12.5479 |  |  |  | 662527302212 | Basket for SS-306
302-106 | Accessories |  | 8.0966 |  |  |  | 662527302380 | Brass Tailnut
305-401 | Economy Strainer |  | 12.0618 | 48 | 48 | #VALUE! | 662527300218 | 400 Grade Stainless Steel Sink Strainer
305-406 | Snap-N-Loc |  | 23.2893 | 48 | 48 | 39 | 662527294104 | 400 Grade Stainless Steel Sink Strainer
305-400 | Disposer with Stopper |  | 10.0461 | 48 | 48 | #VALUE! | 662527294074 | 400 Grade Stainless Steel
305-404 | Twist-N-Loc |  | 25.4344 | 48 | 48 | 43 | 662527294081 | 400 Grade Stainless Steel Sink Strainer
305-405 | Easy-Loc |  | 27.0774 | 48 | 48 | 44 | 662527294098 | 400 Grade Stainless Steel Sink Strainer
305-408 | Basic Deep Cup Sink Strainer |  | 17.6254 | 48 | 48 | 35 | 662527294111 | 400 Grade Stainless Steel Sink Strainer
305-410 | Bar-ette |  | 10.3831 | 50 |  | 23 | 662527294135 | 400 Grade Stainless Steel Bar Sink Strainer
210-994 | Lift-N-Lock | 1/4", 3/8", 1/2" | 31.4423 | 100 |  | 19 | 662527301765 | Spring Loaded Tamper Proof Locking Device
210-995 | Lift-N-Lock | 3/4" | 31.4423 | 100 |  | 21 | 662527301789 | Spring Loaded Tamper Proof Locking Device
210-996 | Lift-N-Lock | 1", 1-1/4" | 36.896 | 100 |  | 36 | 662527301802 | Spring Loaded Tamper Proof Locking Device
210-997 | Lift-N-Lock | 1-1/2", 2" | 47.6921 | 50 |  | 28 | 662527301826 | Spring Loaded Tamper Proof Locking Device
210-998 | Lift-N-Lock | 2-1/2", 3" | 68.5942 | 50 |  | 50 | 662527301840 | Spring Loaded Tamper Proof Locking Device
210-994C | Lift-N-Lock | 1/4", 3/8", 1/2" | 31.4423 | 100 |  | 19 | 662527301772 | Spring Loaded Tamper Proof Locking Device
210-995C | Lift-N-Lock | 3/4" | 31.4423 |  |  |  | 662527301796 | Spring Loaded Tamper Proof Locking Device
210-996C | Lift-N-Lock | 1", 1-1/4" | 36.896 | 100 |  | 36 | 662527301819 | Spring Loaded Tamper Proof Locking Device
210-997C | Lift-N-Lock | 1-1/2", 2" | 47.6921 | 50 |  | 28 | 662527301833 | Spring Loaded Tamper Proof Locking Device
210-998C | Lift-N-Lock | 2-1/2", 3" | 68.5942 | 50 |  | 50 | 662527301857 | Spring Loaded Tamper Proof Locking Device
210-999C | Lift-N-Lock | 4” | 225.2489 |  |  |  | 662527301864 | 2" Stem Extension for T-100, S-100 or JP-100
230-004 | Stem Extension | 1/4", 3/8", 1/2" | 27.0459 | 100 |  | 23 | 662527302144 | 2" Stem Extension for T-100, S-100 or JP-100
230-005 | Stem Extension | 3/4" | 29.3943 | 100 |  | 31 | 662527302151 | 2" Stem Extension for T-100, S-100 or JP-100
230-006 | Stem Extension | 1", 1-1/4" | 34.4474 | 100 |  | 39 | 662527302168 | 2" Stem Extension for T-100, S-100 or JP-100
230-007 | Stem Extension | 1-1/2", 2" | 47.2802 | 100 |  | 75 | 662527302175 | 2" Stem Extension for T-100, S-100 or JP-100
230-008 | Stem Extension | 2-1/2", 3" | 63.8973 | 50 |  | 50 | 662527302182 | 2" Stem Extension for T-100, S-100 or JP-100
220-103 | Memory Stop | 1/4", 3/8", 1/2" | 8.4588 | 200 |  | 16 | 662527301918 | Fits any T-100, S-100 or JP-100
220-104 | Memory Stop | 3/4" | 9.5273 | 200 |  | 17 | 662527301925 | Fits any T-100, S-100 or JP-100
220-105 | Memory Stop | 1", 1-1/4" | 13.8791 | 200 |  | 19 | 662527301932 | Fits any T-100, S-100 or JP-100
220-106 | Memory Stop | 1-1/2", 2" | 21.4475 | 200 |  | 36 | 662527301949 | Fits any T-100, S-100 or JP-100
220-223 | Long Neck T-Handle | 1/4", 3/8", 1/2" | 4.4743 | 100 |  | 5 |  | Fits any T-100, S-100 or JP-100
220-224 | Long Neck T-Handle | 3/4" | 4.9306 | 100 |  | 6 |  | Fits any T-100, S-100 or JP-100
220-225 | Long Neck T-Handle | 1", 1-1/4" | 7.2679 | 100 |  | 9 |  | Fits any T-100, S-100 or JP-100
220-014 | Slo-Ball Handle | 1/4", 3/8", 1/2" | 67.0583 | 100 |  | 16 | 662527301871 | 270° Gear Operator Handle for T-100, S-100 or JP-100
220-015 | Slo-Ball Handle | 3/4" | 67.0583 | 100 |  | 16 | 662527301895 | 270° Gear Operator Handle for T-100, S-100 or JP-100
220-016 | Slo-Ball Handle | 1", 1-1/4" | 74.2705 | 100 |  | 18 | 662527301888 | 270° Gear Operator Handle for T-100, S-100 or JP-100
220-017 | Slo-Ball Handle | 1-1/2", 2" | 138.6798 | 30 |  | 17 | 662527301901 | 270° Gear Operator Handle for T-100, S-100 or JP-100
220-300 | Stainless Steel Lever Handle and Nut | 1/4", 3/8", 1/2" | 8.3942 |  |  |  | 662527301994 | Fits any T-100, S-100 or JP-100
220-301 | Stainless Steel Lever Handle and Nut | 3/4" | 10.0114 |  |  |  | 662527302007 | Fits any T-100, S-100 or JP-100
220-302 | Stainless Steel Lever Handle and Nut | 1", 1-1/4" | 15.4021 |  |  |  | 662527302014 | Fits any T-100, S-100 or JP-100
220-303 | Stainless Steel Lever Handle and Nut | 1-1/2", 2" | 27.1078 |  |  |  | 662527302021 | Fits any T-100, S-100 or JP-100
220-305 | Stainless Steel Lever Handle and Nut | 2-1/2”, 3" | 40.8157 | 50 |  | 32 | 662527302038 | Fits any T-100, S-100 or JP-100
220-306 | Stainless Steel Lever Handle and Nut | 4" | 109.2012 |  |  |  | 662527302045 | Fits any T-100, S-100 or JP-100
899-701 | Geomet Plated Steel Yellow Lever Handle | 1/4", 3/8", 1/2" | 7.791 | 100 |  | 5 | 662527303684 | Fits any T-100, S-100 or JP-100
899-704 | Geomet Plated Steel Yellow Lever Handle | 3/4" | 7.791 | 100 |  | 10 | 662527303691 | Fits any T-100, S-100 or JP-100
899-705 | Geomet Plated Steel Yellow Lever Handle | 1", 1-1/4" | 11.9202 | 100 |  | 14 | 662527303707 | Fits any T-100, S-100 or JP-100
899-708 | Geomet Plated Steel Yellow Lever Handle | 1-1/2", 2" | 20.5571 | 100 |  | 30 | 662527303714 | Fits any T-100, S-100 or JP-100
899-710 | Geomet Plated Steel Yellow Lever Handle | 2-1/2”, 3" | 24.3413 | 50 |  | 32 | 662527303721 | Fits any T-100, S-100 or JP-100
899-711 | Geomet Plated Steel Yellow Lever Handle | 4" | 81.8611 | 50 |  | 52 | 662527303738 | Fits any T-100, S-100 or JP-100
220-994 | Stainless Steel Locking Handle | 1/4", 3/8", 1/2" | 5.7261 | 100 |  | 9 | 662527300874 | Fits any T-100NE and JP-100G
220-995 | Stainless Steel Locking Handle | 3/4" | 7.1576 |  |  |  | 662527300881 | Fits any T-100NE and JP-100G
220-996 | Stainless Steel Locking Handle | 1", 1-1/4" | 10.7364 | 100 |  | 20 | 662527300898 | Fits any T-100NE and JP-100G
220-997 | Stainless Steel Locking Handle | 1-1/2", 2" | 19.1659 | 100 |  | 39 | 662527300904 | Fits any T-100NE and JP-100G
220-994G | Locking Handle for Lead Free Valves | 1/4", 3/8", 1/2" | 5.7261 | 100 |  | 9 | 662527310460
220-995G | Locking Handle for Lead Free Valves | 3/4" | 7.1576 |  |  |  | 662527310477
220-996G | Locking Handle for Lead Free Valves | 1", 1-1/4" | 10.7364 | 100 |  | 20 | 662527310484
220-997G | Locking Handle for Lead Free Valves | 1-1/2", 2" | 19.1659 | 100 |  | 39 | 662527310491
220-984 | Locking Handle for Italian Valves | 1/4", 3/8", 1/2" | 5.7261 | 100 |  | 9 | 662527311788
220-985 | Locking Handle for Italian Valves | 3/4" | 7.1576 | 100 |  | 9 | 662527311795
220-986 | Locking Handle for Italian Valves | 1", 1-1/4" | 10.7364 | 100 |  | 9 | 662527311801
220-987 | Locking Handle for Italian Valves | 1-1/2", 2" | 19.1659 | 100 |  | 9 | 662527311818
220-501 | Stainless Steel Round Handle | 1/4", 3/8", 1/2" | 35.1343 |  |  |  | 662527302052 | Fits any T-100, S-100 or JP-100
220-504 | Stainless Steel Round Handle | 3/4" | 41.346 |  |  |  | 662527302069 | Fits any T-100, S-100 or JP-100
220-505 | Stainless Steel Round Handle | 1", 1-1/4" | 42.3632 |  |  |  | 662527302076 | Fits any T-100, S-100 or JP-100
220-508 | Stainless Steel Round Handle | 1-1/2", 2' | 47.9573 |  |  |  | 662527302083 | Fits any T-100, S-100 or JP-100
220-510 | Stainless Steel Round Handle | 2-1/2”, 3" | 65.8078 |  |  |  | 662527302090 | Fits any T-100, S-100 or JP-100
220-511 | Stainless Steel Round Handle | 4" | 73.8431 |  |  |  | 662527302106 | Fits any T-100, S-100 or JP-100
220-204 | Red Aluminum T-Handle | 1/4”, 3/8”, 1/2” | 5.4314 | 100 |  | 5 | 662527301956 | Fits any T-100, S-100 or JP-100
220-205 | Red Aluminum T-Handle | 3/4” | 7.3458 | 100 |  | 7 | 662527301963 | Fits any T-100, S-100 or JP-100
220-206 | Red Aluminum T-Handle | 1”, 1-1/4” | 11.2524 | 100 |  | 9 | 662527301970 | Fits any T-100, S-100 or JP-100
220-400 | Extended Handle for T-84-M | 1/8” | 2.1481 |  |  |  |  | Fits any T-84-M
899-113 | 1-1/16" Square Head Top | 1/2” | 30.396 | 150 |  | 50 |  | Fits any T-100, S-100 or JP-100
899-114 | 1-1/16" Square Head Top | 3/4” | 30.396 | 150 |  | 52 |  | Fits any T-100, S-100 or JP-100
899-115 | 1-1/16" Square Head Top | 1”, 1-1/4” | 31.765 | 150 |  | 54 |  | Fits any T-100, S-100 or JP-100
899-117 | 1-1/16" Square Head Top | 1-1/2”, 2” | 35.0039 | 150 |  | 60 |  | Fits any T-100, S-100 or JP-100
100-992LH | Locking Handle | 3/8” | 20.1328 |  |  |  |  | Fits any T-SS-2002N-DUE
100-993LH | Locking Handle | 1/2” | 20.1328 |  |  |  |  | Fits any T-SS-2002N-DUE
100-994LH | Locking Handle | 3/4” | 23.9283 |  |  |  |  | Fits any T-SS-2002N-DUE
100-995LH | Locking Handle | 1” | 23.9283 |  |  |  |  | Fits any T-SS-2002N-DUE
100-996LH | Locking Handle | 1-1/4” | 28.3289 |  |  |  |  | Fits any T-SS-2002N-DUE
100-997LH | Locking Handle | 1-1/2” | 28.3289 |  |  |  |  | Fits any T-SS-2002N-DUE
100-998LH | Locking Handle | 2” | 37.1852 |  |  |  |  | Fits any T-SS-2002N-DUE
100-103LL | Locking Handle for JF-100 Series | 1/4" - 1/2" | 3.2488 |  |  |  | 662527300935 | Fits any JF-100T/S, T/S-110, T-100HF, S-100HS
100-105LL | Locking Handle for JF-100 Series | 3/4” - 1" | 3.4377 |  |  |  | 662527300966 | Fits any JF-100T/S, T/S-110, T-100HF, S-100HS
100-108LL | Locking Handle for JF-100 Series | 1-1/4" - 2" | 4.1271 |  |  |  | 662527300980 | Fits any JF-100T/S, T/S-110, T-100HF, S-100HS
100-109LL | Locking Handle for JF-100 Series | 2-1/2” | 22.3443 |  |  |  | 662527300744 | Fits any JF-100T/S, T/S-110, T-100HF, S-100HS
100-110LL | Locking Handle for JF-100 Series | 3” | 27.983 |  |  |  | 662527300751 | Fits any JF-100T/S, T/S-110, T-100HF, S-100HS
100-111LL | Locking Handle for JF-100 Series | 4” | 34.5387 |  |  |  | 662527301000 | Fits any JF-100T/S, T/S-110, T-100HF, S-100HS
100-103GLL | Locking Handle for JF-100G Series | 1/4" - 1/2" | 3.2488 |  |  |  | 662527300096 | Fits any Lead Free JF-100G Series, T/S-422G, T-423G
100-105GLL | Locking Handle for JF-100G Series | 3/4” - 1" | 3.4377 |  |  |  | 662527300102 | Fits any Lead Free JF-100G Series, T/S-422G, T-423G
100-108GLL | Locking Handle for JF-100G Series | 1-1/4" - 2" | 4.1271 |  |  |  | 662527300119 | Fits any Lead Free JF-100G Series, T/S-422G, T-423G
100-109GLL | Locking Handle for JF-100G Series | 2-1/2” | 22.3443 |  |  |  | 662527303844 | Fits any Lead Free JF-100G Series, T/S-422G, T-423G
100-110GLL | Locking Handle for JF-100G Series | 3” | 27.983 |  |  |  | 662527303851 | Fits any Lead Free JF-100G Series, T/S-422G, T-423G
100-111GLL | Locking Handle for JF-100G Series | 4” | 34.5387 |  |  |  | 662527303868 | Fits any Lead Free JF-100G Series, T/S-422G, T-423G
100-103SH | Stainless Steel Handle and Nut for JF-100 Series | 1/4" - 1/2" | 14.9508 |  |  |  | 662527300942 | Fits any JF-100T/S, T/S-110, T-100HF, S-100HS, T/S-422G, T-423G
100-105SH | Stainless Steel Handle and Nut for JF-100 Series | 3/4" - 1" | 19.6229 |  |  |  | 662527298072 | Fits any JF-100T/S, T/S-110, T-100HF, S-100HS, T/S-422G, T-423G
100-108SH | Stainless Steel Handle and Nut for JF-100 Series | 1-1/4" - 2” | 24.295 |  |  |  | 662527298089 | Fits any JF-100T/S, T/S-110, T-100HF, S-100HS, T/S-422G, T-423G
100-103RH | Lever Handle for JF-100 Series | 1/4" - 1/2" | 1.2845 |  |  |  |  | Fits any JF-100T/S, T/S-110, T-100HF, S-100HS, T/S-422G, T-423G
100-105RH | Lever Handle for JF-100 Series | 3/4" - 1" | 1.8878 |  |  |  |  | Fits any JF-100T/S, T/S-110, T-100HF, S-100HS, T/S-422G, T-423G
100-108RH | Lever Handle for JF-100 Series | 1-1/4" - 2" | 2.7247 |  |  |  |  | Fits any JF-100T/S, T/S-110, T-100HF, S-100HS, T/S-422G, T-423G
100-109RH | Lever Handle for JF-100 Series | 2-1/2" | 13.4872 |  |  |  |  | Fits any JF-100T/S, T/S-110, T-100HF, S-100HS, T/S-422G, T-423G
100-110RH | Lever Handle for JF-100 Series | 3" | 16.2897 |  |  |  |  | Fits any JF-100T/S, T/S-110, T-100HF, S-100HS, T/S-422G, T-423G
100-111RH | Lever Handle for JF-100 Series | 4" | 16.8541 |  |  |  |  | Fits any JF-100T/S, T/S-110, T-100HF, S-100HS, T/S-422G, T-423G
899-123 | T-Handle for JF-100 Series | 1/4" - 1/2" | 3.0605 |  |  |  | 662527306494 | Fits any JF-100T/S, T/S-110, T-100HF, S-100HS, T/S-422G, T-423G
899-125 | T-Handle for JF-100 Series | 3/4", 1" | 2.8229 |  |  |  | 662527306500 | Fits any JF-100T/S, T/S-110, T-100HF, S-100HS, T/S-422G, T-423G
899-128 | T-Handle for JF-100 Series | 1-1/4" - 2" | 3.5263 |  |  |  | 662527306517 | Fits any JF-100T/S, T/S-110, T-100HF, S-100HS, T/S-422G, T-423G
100-103OH | JF OVAL HANDLE | 1/4-1/2 | 22.5359 |  |  |  | 662527309310 | Oval Handle, JF100
100-105OH | JF OVAL HANDLE | 3/4"-1" | 36.2866 |  |  |  | 662527309327 | Oval Handle, JF100
100-108OH | JF OVAL HANDLE | 1-1/4"-2" | 50.6276 |  |  |  | 662527309334 | Oval Handle, JF100
220-323 | Thermal-Block Insulated Handle | 1/2" | 24.4804
220-324 | Thermal-Block Insulated Handle | 3/4" | 24.4804
220-326 | Thermal-Block Insulated Handle | 1", 1-1/4" | 24.4804
220-328 | Thermal-Block Insulated Handle | 1-1/2", 2" | 34.0013
161-100 | Pressure Temperature Port | 1/8” | 13.4469 |  |  |  | 662527301635
161-101 | Pressure Temperature Port | 1/4” | 10.3438 |  |  |  | 662527301659
161-100NEO | Pressure Temperature Port | 1/8” | 13.4469 |  |  |  | 662527301642
161-101NEO | Pressure Temperature Port | 1/4” | 10.3438 |  |  |  | 662527301666
877-003 | Stem Extension for T/S-412G | 1/2” | 11.2883 |  |  |  | 662527306920 | Fits any T/S-412G
877-005 | Stem Extension for T/S-412G | 3/4” - 1” | 11.2883 |  |  |  | 662527306937 | Fits any T/S-412G
100-103EH | Stem Extension for JF-100 Series | 1/4" - 1/2" | 11.9839 |  |  |  | 662527297808 | Fits any JF-100T/S, T/S-110, T-100HF, S-100HS
100-105EH | Stem Extension for JF-100 Series | 3/4" - 1" | 21.3238 |  |  |  | 662527297815 | Fits any JF-100T/S, T/S-110, T-100HF, S-100HS
100-108EH | Stem Extension for JF-100 Series | 1-1/4" - 2" | 34.0044 |  |  |  | 662527297822 | Fits any JF-100T/S, T/S-110, T-100HF, S-100HS
180-503G | Tail Piece Check Valve | 1/2" | 22 |  |  |  | 662527313744 | Fits any RecircSetter™ Model
180-504G | Tail Piece Check Valve | 3/4" | 28 |  |  |  | 662527313751 | Fits any RecircSetter™ Model
180-893 | N.C. Thermoelectric Actuator 24V |  | 75 |  |  |  | 662527314765 | Fits TB-150G, TB-150MG; Equipped with Limit Micro Switch and VA64 Ring Nut
899-180 | Double Scale Thermometer |  | 9 |  |  |  | 662527313768 | Fits any RecircSetter™ Model; 32°F-176°F
221-014 | Filterball Replacement Filters | 1/2” and 3/4" Heavy Pattern* | 18.7986 | 250 |  | 4 |  | Mesh 20, 304 Stainless Steel
221-015 | Filterball Replacement Filters | 1" | 20.9133 | 200 |  | 4 |  | Mesh 20, 304 Stainless Steel
221-016 | Filterball Replacement Filters | 1-1/4" | 24.1521 | 150 |  | 5 |  | Mesh 20, 304 Stainless Steel
221-017 | Filterball Replacement Filters | 1-1/2" | 27.9919 | 80 |  | 5 |  | Mesh 20, 304 Stainless Steel
221-018 | Filterball Replacement Filters | 2" | 42.9507 | 40 |  | 5 |  | Mesh 20, 304 Stainless Steel
221-114 | Filterball Replacement Filters | 1/2” and 3/4" Heavy Pattern* | 20.7129 | 250 |  | 4 |  | Mesh 40, 304 Stainless Steel
221-115 | Filterball Replacement Filters | 1" | 23.0948 | 200 |  | 4 |  | Mesh 40, 304 Stainless Steel
221-116 | Filterball Replacement Filters | 1-1/4" | 26.801 | 150 |  | 4 |  | Mesh 40, 304 Stainless Steel
221-117 | Filterball Replacement Filters | 1-1/2" | 31.0972 | 80 |  | 6 |  | Mesh 40, 304 Stainless Steel
221-118 | Filterball Replacement Filters | 2" | 47.7143 | 40 |  | 5 |  | Mesh 40, 304 Stainless Steel
221-204 | Filterball Replacement Filters | 1/2” and 3/4" Heavy Pattern* | 37.4524 | 250 |  | 5 |  | Mesh 60, 304 Stainless Steel
221-205 | Filterball Replacement Filters | 1" | 42.0158 | 200 |  | 6 |  | Mesh 60, 304 Stainless Steel
221-206 | Filterball Replacement Filters | 1-1/4" | 47.7143 | 150 |  | 7 |  | Mesh 60, 304 Stainless Steel
221-207 | Filterball Replacement Filters | 1-1/2" | 55.9171 | 80 |  | 6 |  | Mesh 60, 304 Stainless Steel
221-208 | Filterball Replacement Filters | 2" | 86.3577 | 40 |  | 6 |  | Mesh 60, 304 Stainless Steel
221-214 | Filterball Replacement Filters | 1/2” and 3/4" Heavy Pattern* | 40.8916 | 250 |  | 5 |  | Mesh 80, 304 Stainless Steel
221-215 | Filterball Replacement Filters | 1" | 46.1227 | 200 |  | 6 |  | Mesh 80, 304 Stainless Steel
221-216 | Filterball Replacement Filters | 1-1/4" | 52.7451 | 150 |  | 7 |  | Mesh 80, 304 Stainless Steel
221-217 | Filterball Replacement Filters | 1-1/2" | 61.2818 | 80 |  | 6 |  | Mesh 80, 304 Stainless Steel
221-218 | Filterball Replacement Filters | 2" | 94.694 | 40 |  | 6 |  | Mesh 80, 304 Stainless Steel
221-224 | Filterball Replacement Filters | 1/2” and 3/4" Heavy Pattern* | 42.9507 | 250 |  | 5 |  | Mesh 100, 304 Stainless Steel
221-225 | Filterball Replacement Filters | 1" | 48.1039 | 200 |  | 6 |  | Mesh 100, 304 Stainless Steel
221-226 | Filterball Replacement Filters | 1-1/4" | 55.0601 | 150 |  | 3 |  | Mesh 100, 304 Stainless Steel
221-227 | Filterball Replacement Filters | 1-1/2" | 64.2535 | 80 |  | 6 |  | Mesh 100, 304 Stainless Steel
221-228 | Filterball Replacement Filters | 2" | 99.0681 | 40 |  | 6 |  | Mesh 100, 304 Stainless Steel